## Parameters
Volumetric price of residential water (£/m3) | 2.05
Price elasticity of demand | -0.4
Conversion (seconds ==> weeks) | 604800
Annual tourism benefits from environmental flows | 250000000
Tourism: relative amplitude of seasonality (-) (0<x<1) | 0
Tourism: phase of seasonal variation | 0
Sheet "Results" presents prices if all restrictions were due to dynamic pricing

## Results
Date |  |  |  | London demand |  |  |  |  | Teddington environmental flows |  |  |  |  | London Storage (LAS) |  | Post-corrections
Day | Date | Semaine # | Month # | Target (m3/s) | Flow (m3/s) | Flow from res | Demand (-) | Price (£/m3) | Target (m3/s) | Flow (m3/s) | Demand (-) | Tourism (potential £) | Price (£/m3) | End storage (Mm3) | Fraction (-)
1 | 2020-01-01 | 1 | 1 | 24.7 | 24.699 | 19.606 | 0.99995 | 2.0503 | 9.259 | 126.685 | 1 | 4716981.1321 | 0 | 202.115 | 0.99648
8 | 2020-01-08 | 2 | 1 | 24.7 | 24.7 | 19.607 | 1 | 2.05 | 9.259 | 129.48 | 1 | 4716981.1321 | 0 | 202.117 | 0.99649
15 | 2020-01-15 | 3 | 1 | 24.7 | 24.7 | 19.607 | 1 | 2.05 | 9.259 | 118.389 | 1 | 4716981.1321 | 0 | 202.117 | 0.99649
22 | 2020-01-22 | 4 | 1 | 24.7 | 24.7 | 19.607 | 1 | 2.05 | 9.259 | 77.846 | 1 | 4716981.1321 | 0 | 202.117 | 0.99649
29 | 2020-01-29 | 5 | 1 | 24.7 | 24.7 | 19.607 | 1 | 2.05 | 9.259 | 188.113 | 1 | 4716981.1321 | 0 | 202.117 | 0.99649
36 | 2020-02-05 | 6 | 2 | 24.4 | 24.4 | 19.307 | 1 | 2.05 | 9.259 | 83.924 | 1 | 4716981.1321 | 0 | 202.126 | 0.99654
43 | 2020-02-12 | 7 | 2 | 24.4 | 24.4 | 19.307 | 1 | 2.05 | 9.259 | 64.171 | 1 | 4716981.1321 | 0 | 202.126 | 0.99654
50 | 2020-02-19 | 8 | 2 | 24.4 | 24.4 | 19.307 | 1 | 2.05 | 9.259 | 51.118 | 1 | 4716981.1321 | 0 | 202.126 | 0.99654
57 | 2020-02-26 | 9 | 2 | 24.4 | 24.4 | 19.307 | 1 | 2.05 | 9.259 | 43.816 | 1 | 4716981.1321 | 0 | 202.126 | 0.99654
64 | 2020-03-04 | 10 | 3 | 24.1 | 24.1 | 19.007 | 1 | 2.05 | 9.259 | 44.281 | 1 | 4716981.1321 | 0 | 202.13 | 0.99656
71 | 2020-03-11 | 11 | 3 | 24.1 | 24.1 | 19.007 | 1 | 2.05 | 9.259 | 65.89 | 1 | 4716981.1321 | 0 | 202.13 | 0.99656
78 | 2020-03-18 | 12 | 3 | 24.1 | 24.1 | 19.007 | 1 | 2.05 | 9.259 | 71.596 | 1 | 4716981.1321 | 0 | 202.13 | 0.99656
85 | 2020-03-25 | 13 | 3 | 24.1 | 24.1 | 19.007 | 1 | 2.05 | 9.259 | 49.44 | 1 | 4716981.1321 | 0 | 202.13 | 0.99656
92 | 2020-04-01 | 14 | 4 | 24.1 | 24.1 | 19.007 | 1 | 2.05 | 9.259 | 78.834 | 1 | 4716981.1321 | 0 | 202.127 | 0.99654
99 | 2020-04-08 | 15 | 4 | 24.1 | 24.1 | 19.007 | 1 | 2.05 | 9.259 | 145.804 | 1 | 4716981.1321 | 0 | 202.127 | 0.99654
106 | 2020-04-15 | 16 | 4 | 24.1 | 24.1 | 19.007 | 1 | 2.05 | 9.259 | 205.374 | 1 | 4716981.1321 | 0 | 202.127 | 0.99654
113 | 2020-04-22 | 17 | 4 | 24.1 | 24.1 | 19.007 | 1 | 2.05 | 9.259 | 172.091 | 1 | 4716981.1321 | 0 | 202.127 | 0.99654
120 | 2020-04-29 | 18 | 4 | 24.1 | 24.1 | 19.007 | 1 | 2.05 | 9.259 | 89.571 | 1 | 4716981.1321 | 0 | 202.127 | 0.99654
127 | 2020-05-06 | 19 | 5 | 25.1 | 25.1 | 20.007 | 1 | 2.05 | 9.259 | 56.151 | 1 | 4716981.1321 | 0 | 202.086 | 0.99634
134 | 2020-05-13 | 20 | 5 | 25.1 | 25.1 | 20.007 | 1 | 2.05 | 9.259 | 59.782 | 1 | 4716981.1321 | 0 | 202.086 | 0.99634
141 | 2020-05-20 | 21 | 5 | 25.1 | 25.1 | 20.007 | 1 | 2.05 | 9.259 | 37.182 | 1 | 4716981.1321 | 0 | 202.086 | 0.99634
148 | 2020-05-27 | 22 | 5 | 25.1 | 25.1 | 20.007 | 1 | 2.05 | 9.259 | 34.36 | 1 | 4716981.1321 | 0 | 202.086 | 0.99634
155 | 2020-06-03 | 23 | 6 | 25.3 | 25.3 | 20.207 | 1 | 2.05 | 9.259 | 19.62 | 1 | 4716981.1321 | 0 | 202.07 | 0.99626
162 | 2020-06-10 | 24 | 6 | 25.3 | 25.3 | 20.207 | 1 | 2.05 | 9.259 | 25.191 | 1 | 4716981.1321 | 0 | 202.07 | 0.99626
169 | 2020-06-17 | 25 | 6 | 25.3 | 25.3 | 20.207 | 1 | 2.05 | 9.259 | 24.902 | 1 | 4716981.1321 | 0 | 202.07 | 0.99626
176 | 2020-06-24 | 26 | 6 | 25.3 | 25.3 | 20.207 | 1 | 2.05 | 9.259 | 12.836 | 1 | 4716981.1321 | 0 | 202.07 | 0.99626
183 | 2020-07-01 | 27 | 7 | 26 | 26 | 20.907 | 1 | 2.05 | 9.259 | 42.913 | 1 | 4716981.1321 | 0 | 202.05 | 0.99616
190 | 2020-07-08 | 28 | 7 | 26 | 26 | 20.907 | 1 | 2.05 | 9.259 | 69.522 | 1 | 4716981.1321 | 0 | 202.05 | 0.99616
197 | 2020-07-15 | 29 | 7 | 26 | 26 | 20.907 | 1 | 2.05 | 9.259 | 26.145 | 1 | 4716981.1321 | 0 | 202.05 | 0.99616
204 | 2020-07-22 | 30 | 7 | 26 | 26 | 20.907 | 1 | 2.05 | 9.259 | 39.644 | 1 | 4716981.1321 | 0 | 202.05 | 0.99616
211 | 2020-07-29 | 31 | 7 | 26 | 26 | 20.907 | 1 | 2.05 | 9.259 | 41.479 | 1 | 4716981.1321 | 0 | 202.05 | 0.99616
218 | 2020-08-05 | 32 | 8 | 26.4 | 26.4 | 21.307 | 1 | 2.05 | 9.259 | 30.279 | 1 | 4716981.1321 | 0 | 202.043 | 0.99613
225 | 2020-08-12 | 33 | 8 | 26.4 | 26.4 | 21.307 | 1 | 2.05 | 9.259 | 14.246 | 1 | 4716981.1321 | 0 | 202.043 | 0.99613
232 | 2020-08-19 | 34 | 8 | 26.4 | 26.4 | 21.307 | 1 | 2.05 | 9.259 | 16.02 | 1 | 4716981.1321 | 0 | 202.043 | 0.99613
239 | 2020-08-26 | 35 | 8 | 26.4 | 26.553 | 21.46 | 1 | 2.05 | 9.259 | 10.695 | 1 | 4716981.1321 | 0 | 202.064 | 0.99623
246 | 2020-09-02 | 36 | 9 | 25 | 25.947 | 20.854 | 1 | 2.05 | 9.259 | 8.963 | 0.96803 | 4716981.1321 | 0.053857 | 201.807 | 0.99497
253 | 2020-09-09 | 37 | 9 | 25 | 25.632 | 20.539 | 1 | 2.05 | 9.259 | 9.17 | 0.99039 | 4716981.1321 | 0.016194 | 200.369 | 0.98788
260 | 2020-09-16 | 38 | 9 | 25 | 25 | 19.907 | 1 | 2.05 | 9.259 | 15.882 | 1 | 4716981.1321 | 0 | 202.09 | 0.99636
267 | 2020-09-23 | 39 | 9 | 25 | 25 | 19.907 | 1 | 2.05 | 9.259 | 12.907 | 1 | 4716981.1321 | 0 | 202.09 | 0.99636
274 | 2020-09-30 | 40 | 9 | 25 | 24.3 | 19.207 | 0.972 | 2.2008 | 9.259 | 22.189 | 1 | 4716981.1321 | 0 | 202.121 | 0.99651
281 | 2020-10-07 | 41 | 10 | 24.3 | 24.3 | 19.207 | 1 | 2.05 | 9.259 | 27.522 | 1 | 4716981.1321 | 0 | 202.121 | 0.99651
288 | 2020-10-14 | 42 | 10 | 24.3 | 24.3 | 19.207 | 1 | 2.05 | 9.259 | 15.058 | 1 | 4716981.1321 | 0 | 202.121 | 0.99651
295 | 2020-10-21 | 43 | 10 | 24.3 | 24.698 | 19.605 | 1 | 2.05 | 9.259 | 10.543 | 1 | 4716981.1321 | 0 | 202.208 | 0.99694
302 | 2020-10-28 | 44 | 10 | 24.3 | 24.3 | 19.207 | 1 | 2.05 | 9.259 | 24.352 | 1 | 4716981.1321 | 0 | 202.121 | 0.99651
309 | 2020-11-04 | 45 | 11 | 24.7 | 24.7 | 19.607 | 1 | 2.05 | 9.259 | 21.907 | 1 | 4716981.1321 | 0 | 202.124 | 0.99653
316 | 2020-11-11 | 46 | 11 | 24.7 | 24.7 | 19.607 | 1 | 2.05 | 9.259 | 24.191 | 1 | 4716981.1321 | 0 | 202.124 | 0.99653
323 | 2020-11-18 | 47 | 11 | 24.7 | 24.7 | 19.607 | 1 | 2.05 | 9.259 | 19.505 | 1 | 4716981.1321 | 0 | 202.124 | 0.99653
330 | 2020-11-25 | 48 | 11 | 24.7 | 24.7 | 19.607 | 1 | 2.05 | 9.259 | 34.82 | 1 | 4716981.1321 | 0 | 202.124 | 0.99653
337 | 2020-12-02 | 49 | 12 | 25.5 | 25.5 | 20.407 | 1 | 2.05 | 9.259 | 65.676 | 1 | 4716981.1321 | 0 | 202.085 | 0.99634
344 | 2020-12-09 | 50 | 12 | 25.5 | 25.5 | 20.407 | 1 | 2.05 | 9.259 | 30.96 | 1 | 4716981.1321 | 0 | 202.085 | 0.99634
351 | 2020-12-16 | 51 | 12 | 25.5 | 25.5 | 20.407 | 1 | 2.05 | 9.259 | 27.189 | 1 | 4716981.1321 | 0 | 202.085 | 0.99634
358 | 2020-12-23 | 52 | 12 | 25.5 | 25.5 | 20.407 | 1 | 2.05 | 9.259 | 103.432 | 1 | 4716981.1321 | 0 | 202.085 | 0.99634
365 | 2020-12-30 | 53 | 12 | 25.5 | 25.5 | 20.407 | 1 | 2.05 | 9.259 | 175.835 | 1 | 4716981.1321 | 0 | 202.085 | 0.99634
372 | 2021-01-06 | 2 | 1 | 24.7 | 24.7 | 19.607 | 1 | 2.05 | 9.259 | 209.792 | 1 | 4716981.1321 | 0 | 202.117 | 0.99649
379 | 2021-01-13 | 3 | 1 | 24.7 | 24.7 | 19.607 | 1 | 2.05 | 9.259 | 167.324 | 1 | 4716981.1321 | 0 | 202.117 | 0.99649
386 | 2021-01-20 | 4 | 1 | 24.7 | 24.7 | 19.607 | 1 | 2.05 | 9.259 | 77.276 | 1 | 4716981.1321 | 0 | 202.117 | 0.99649
393 | 2021-01-27 | 5 | 1 | 24.7 | 24.7 | 19.607 | 1 | 2.05 | 9.259 | 60.969 | 1 | 4716981.1321 | 0 | 202.117 | 0.99649
400 | 2021-02-03 | 6 | 2 | 24.4 | 24.4 | 19.307 | 1 | 2.05 | 9.259 | 58.145 | 1 | 4716981.1321 | 0 | 202.126 | 0.99654
407 | 2021-02-10 | 7 | 2 | 24.4 | 24.4 | 19.307 | 1 | 2.05 | 9.259 | 33.639 | 1 | 4716981.1321 | 0 | 202.126 | 0.99654
414 | 2021-02-17 | 8 | 2 | 24.4 | 24.4 | 19.307 | 1 | 2.05 | 9.259 | 23.675 | 1 | 4716981.1321 | 0 | 202.126 | 0.99654
421 | 2021-02-24 | 9 | 2 | 24.4 | 24.4 | 19.307 | 1 | 2.05 | 9.259 | 26.343 | 1 | 4716981.1321 | 0 | 202.126 | 0.99654
428 | 2021-03-03 | 10 | 3 | 24.1 | 24.1 | 19.007 | 1 | 2.05 | 9.259 | 23.539 | 1 | 4716981.1321 | 0 | 202.13 | 0.99656
435 | 2021-03-10 | 11 | 3 | 24.1 | 24.1 | 19.007 | 1 | 2.05 | 9.259 | 17.503 | 1 | 4716981.1321 | 0 | 202.13 | 0.99656
442 | 2021-03-17 | 12 | 3 | 24.1 | 24.1 | 19.007 | 1 | 2.05 | 9.259 | 17.66 | 1 | 4716981.1321 | 0 | 202.13 | 0.99656
449 | 2021-03-24 | 13 | 3 | 24.1 | 24.1 | 19.007 | 1 | 2.05 | 9.259 | 16.941 | 1 | 4716981.1321 | 0 | 202.13 | 0.99656
456 | 2021-03-31 | 14 | 3 | 24.1 | 24.1 | 19.007 | 1 | 2.05 | 9.259 | 15.671 | 1 | 4716981.1321 | 0 | 202.13 | 0.99656
463 | 2021-04-07 | 15 | 4 | 24.1 | 24.211 | 19.118 | 1 | 2.05 | 9.259 | 9.02 | 0.97419 | 4716981.1321 | 0.043486 | 201.577 | 0.99383
470 | 2021-04-14 | 16 | 4 | 24.1 | 24.191 | 19.098 | 1 | 2.05 | 9.259 | 9.066 | 0.97916 | 4716981.1321 | 0.035117 | 201.825 | 0.99505
477 | 2021-04-21 | 17 | 4 | 24.1 | 24.191 | 19.098 | 1 | 2.05 | 9.259 | 9.996 | 1 | 4716981.1321 | 0 | 202.202 | 0.99691
484 | 2021-04-28 | 18 | 4 | 24.1 | 24.191 | 19.098 | 1 | 2.05 | 9.259 | 9.203 | 0.99395 | 4716981.1321 | 0.010189 | 197.339 | 0.97294
491 | 2021-05-05 | 19 | 5 | 25.1 | 25.191 | 20.098 | 1 | 2.05 | 9.259 | 6.877 | 0.74274 | 4716981.1321 | 0.43341 | 196.033 | 0.9665
498 | 2021-05-12 | 20 | 5 | 25.1 | 25.191 | 20.098 | 1 | 2.05 | 9.259 | 6.885 | 0.7436 | 4716981.1321 | 0.43195 | 192.87 | 0.9509
505 | 2021-05-19 | 21 | 5 | 25.1 | 24.866 | 19.773 | 0.99068 | 2.0986 | 9.259 | 5.987 | 0.64661 | 4716981.1321 | 0.59534 | 186.499 | 0.91949
512 | 2021-05-26 | 22 | 5 | 25.1 | 24.865 | 19.772 | 0.99064 | 2.0988 | 9.259 | 4.594 | 0.49617 | 4716981.1321 | 0.8488 | 180.063 | 0.88776
519 | 2021-06-02 | 23 | 6 | 25.3 | 25.062 | 19.969 | 0.99059 | 2.099 | 9.259 | 4.594 | 0.49617 | 4716981.1321 | 0.8488 | 173.423 | 0.85502
526 | 2021-06-09 | 24 | 6 | 25.3 | 24.911 | 19.818 | 0.98462 | 2.131 | 9.259 | 4.595 | 0.49627 | 4716981.1321 | 0.84862 | 166.361 | 0.82021
533 | 2021-06-16 | 25 | 6 | 25.3 | 24.911 | 19.818 | 0.98462 | 2.131 | 9.259 | 4.603 | 0.49714 | 4716981.1321 | 0.84716 | 157.516 | 0.7766
540 | 2021-06-23 | 26 | 6 | 25.3 | 23.595 | 18.502 | 0.93261 | 2.4406 | 9.259 | 4.604 | 0.49725 | 4716981.1321 | 0.84698 | 148.807 | 0.73366
547 | 2021-06-30 | 27 | 6 | 25.3 | 23.503 | 18.41 | 0.92897 | 2.4646 | 9.259 | 4.008 | 0.43288 | 4716981.1321 | 0.95542 | 139.193 | 0.68626
554 | 2021-07-07 | 28 | 7 | 26 | 23.14 | 18.047 | 0.89 | 2.7433 | 9.259 | 3.182 | 0.34367 | 4716981.1321 | 1.1057 | 129.649 | 0.63921
561 | 2021-07-14 | 29 | 7 | 26 | 23.14 | 18.047 | 0.89 | 2.7433 | 9.259 | 2.329 | 0.25154 | 4716981.1321 | 1.2609 | 120.003 | 0.59165
568 | 2021-07-21 | 30 | 7 | 26 | 23.14 | 18.047 | 0.89 | 2.7433 | 9.259 | 2.198 | 0.23739 | 4716981.1321 | 1.2848 | 110.321 | 0.54391
575 | 2021-07-28 | 31 | 7 | 26 | 23.14 | 18.047 | 0.89 | 2.7433 | 9.259 | 2.663 | 0.28761 | 4716981.1321 | 1.2001 | 100.71 | 0.49653
582 | 2021-08-04 | 32 | 8 | 26.4 | 23.496 | 18.403 | 0.89 | 2.7433 | 9.259 | 2.984 | 0.32228 | 4716981.1321 | 1.1417 | 91.028 | 0.44879
589 | 2021-08-11 | 33 | 8 | 26.4 | 23.733 | 18.64 | 0.89898 | 2.6754 | 9.259 | 3.332 | 0.35987 | 4716981.1321 | 1.0784 | 81.47 | 0.40167
596 | 2021-08-18 | 34 | 8 | 26.4 | 21.648 | 16.555 | 0.82 | 3.3668 | 9.259 | 3.451 | 0.37272 | 4716981.1321 | 1.0568 | 74.06 | 0.36514
603 | 2021-08-25 | 35 | 8 | 26.4 | 21.648 | 16.555 | 0.82 | 3.3668 | 9.259 | 3.373 | 0.36429 | 4716981.1321 | 1.071 | 65.981 | 0.32531
610 | 2021-09-01 | 36 | 9 | 25 | 20.5 | 15.407 | 0.82 | 3.3668 | 9.259 | 3.214 | 0.34712 | 4716981.1321 | 1.0999 | 58.477 | 0.28831
617 | 2021-09-08 | 37 | 9 | 25 | 20.5 | 15.407 | 0.82 | 3.3668 | 9.259 | 3.445 | 0.37207 | 4716981.1321 | 1.0579 | 53.259 | 0.26258
624 | 2021-09-15 | 38 | 9 | 25 | 20.5 | 15.407 | 0.82 | 3.3668 | 9.259 | 3.442 | 0.37175 | 4716981.1321 | 1.0584 | 48.863 | 0.24091
631 | 2021-09-22 | 39 | 9 | 25 | 20.5 | 15.407 | 0.82 | 3.3668 | 9.259 | 3.45 | 0.37261 | 4716981.1321 | 1.057 | 42.334 | 0.20872
638 | 2021-09-29 | 40 | 9 | 25 | 20.5 | 15.407 | 0.82 | 3.3668 | 9.259 | 3.45 | 0.37261 | 4716981.1321 | 1.057 | 35.811 | 0.17656
645 | 2021-10-06 | 41 | 10 | 24.3 | 19.926 | 14.833 | 0.82 | 3.3668 | 9.259 | 3.216 | 0.34734 | 4716981.1321 | 1.0995 | 28.639 | 0.1412
652 | 2021-10-13 | 42 | 10 | 24.3 | 19.926 | 14.833 | 0.82 | 3.3668 | 9.259 | 3.428 | 0.37023 | 4716981.1321 | 1.061 | 22.112 | 0.10902
659 | 2021-10-20 | 43 | 10 | 24.3 | 19.926 | 14.833 | 0.82 | 3.3668 | 9.259 | 3.438 | 0.37131 | 4716981.1321 | 1.0591 | 18.553 | 0.091472
666 | 2021-10-27 | 44 | 10 | 24.3 | 19.926 | 14.833 | 0.82 | 3.3668 | 9.259 | 3.436 | 0.3711 | 4716981.1321 | 1.0595 | 15.458 | 0.076212
673 | 2021-11-03 | 45 | 11 | 24.7 | 20.254 | 15.161 | 0.82 | 3.3668 | 9.259 | 3.437 | 0.37121 | 4716981.1321 | 1.0593 | 12.294 | 0.060613
680 | 2021-11-10 | 46 | 11 | 24.7 | 20.254 | 15.161 | 0.82 | 3.3668 | 9.259 | 3.442 | 0.37175 | 4716981.1321 | 1.0584 | 7.673 | 0.03783
687 | 2021-11-17 | 47 | 11 | 24.7 | 20.254 | 15.161 | 0.82 | 3.3668 | 9.259 | 3.442 | 0.37175 | 4716981.1321 | 1.0584 | 3.069 | 0.015131
694 | 2021-11-24 | 48 | 11 | 24.7 | 17.429 | 12.336 | 0.70563 | 4.9013 | 9.259 | 3.493 | 0.37725 | 4716981.1321 | 1.0491 | 0.104 | 0.00051275
701 | 2021-12-01 | 49 | 12 | 25.5 | 19.225 | 14.132 | 0.75392 | 4.1537 | 9.259 | 3.452 | 0.37283 | 4716981.1321 | 1.0566 | 0.34 | 0.0016763
708 | 2021-12-08 | 50 | 12 | 25.5 | 16.961 | 11.868 | 0.66514 | 5.6817 | 9.259 | 3.59 | 0.38773 | 4716981.1321 | 1.0315 | 0.225 | 0.0011093
715 | 2021-12-15 | 51 | 12 | 25.5 | 14.277 | 9.184 | 0.55988 | 8.74 | 9.259 | 3.578 | 0.38643 | 4716981.1321 | 1.0337 | 0.154 | 0.00075926
722 | 2021-12-22 | 52 | 12 | 25.5 | 16.099 | 11.006 | 0.63133 | 6.473 | 9.259 | 3.609 | 0.38978 | 4716981.1321 | 1.028 | 0.209 | 0.0010304
729 | 2021-12-29 | 53 | 12 | 25.5 | 20.95 | 15.857 | 0.82157 | 3.3508 | 9.259 | 3.396 | 0.36678 | 4716981.1321 | 1.0668 | 3.27 | 0.016122
736 | 2022-01-05 | 2 | 1 | 24.7 | 20.254 | 15.161 | 0.82 | 3.3668 | 9.259 | 3.433 | 0.37077 | 4716981.1321 | 1.06 | 0.607 | 0.0029927
743 | 2022-01-12 | 3 | 1 | 24.7 | 20.254 | 15.161 | 0.82 | 3.3668 | 9.259 | 3.42 | 0.36937 | 4716981.1321 | 1.0624 | 1.391 | 0.006858
750 | 2022-01-19 | 4 | 1 | 24.7 | 20.254 | 15.161 | 0.82 | 3.3668 | 9.259 | 10.71 | 1 | 4716981.1321 | 0 | 19.451 | 0.095899
757 | 2022-01-26 | 5 | 1 | 24.7 | 22.524 | 17.431 | 0.9119 | 2.5816 | 9.259 | 21.722 | 1 | 4716981.1321 | 0 | 35.332 | 0.1742
764 | 2022-02-02 | 6 | 2 | 24.4 | 23.375 | 18.282 | 0.95799 | 2.2822 | 9.259 | 38.666 | 1 | 4716981.1321 | 0 | 50.999 | 0.25144
771 | 2022-02-09 | 7 | 2 | 24.4 | 23.351 | 18.258 | 0.95701 | 2.288 | 9.259 | 3.362 | 0.36311 | 4716981.1321 | 1.073 | 63.523 | 0.31319
778 | 2022-02-16 | 8 | 2 | 24.4 | 23.838 | 18.745 | 0.97697 | 2.173 | 9.259 | 15.782 | 1 | 4716981.1321 | 0 | 77.684 | 0.383
785 | 2022-02-23 | 9 | 2 | 24.4 | 23.839 | 18.746 | 0.97701 | 2.1727 | 9.259 | 38.052 | 1 | 4716981.1321 | 0 | 92.259 | 0.45486
792 | 2022-03-02 | 10 | 3 | 24.1 | 23.821 | 18.728 | 0.98842 | 2.1106 | 9.259 | 119.941 | 1 | 4716981.1321 | 0 | 106.831 | 0.52671
799 | 2022-03-09 | 11 | 3 | 24.1 | 23.835 | 18.742 | 0.989 | 2.1075 | 9.259 | 99.946 | 1 | 4716981.1321 | 0 | 121.705 | 0.60004
806 | 2022-03-16 | 12 | 3 | 24.1 | 23.835 | 18.742 | 0.989 | 2.1075 | 9.259 | 12.678 | 1 | 4716981.1321 | 0 | 135.131 | 0.66623
813 | 2022-03-23 | 13 | 3 | 24.1 | 23.835 | 18.742 | 0.989 | 2.1075 | 9.259 | 4.521 | 0.48828 | 4716981.1321 | 0.86208 | 145.874 | 0.7192
820 | 2022-03-30 | 14 | 3 | 24.1 | 23.835 | 18.742 | 0.989 | 2.1075 | 9.259 | 30.566 | 1 | 4716981.1321 | 0 | 158.998 | 0.78391
827 | 2022-04-06 | 15 | 4 | 24.1 | 23.786 | 18.693 | 0.98697 | 2.1183 | 9.259 | 43.905 | 1 | 4716981.1321 | 0 | 171.987 | 0.84795
834 | 2022-04-13 | 16 | 4 | 24.1 | 23.787 | 18.694 | 0.98701 | 2.1181 | 9.259 | 102.562 | 1 | 4716981.1321 | 0 | 185.858 | 0.91633
841 | 2022-04-20 | 17 | 4 | 24.1 | 24.1 | 19.007 | 1 | 2.05 | 9.259 | 27.34 | 1 | 4716981.1321 | 0 | 198.406 | 0.9782
848 | 2022-04-27 | 18 | 4 | 24.1 | 24.1 | 19.007 | 1 | 2.05 | 9.259 | 42.112 | 1 | 4716981.1321 | 0 | 202.127 | 0.99654
855 | 2022-05-04 | 19 | 5 | 25.1 | 25.1 | 20.007 | 1 | 2.05 | 9.259 | 29.683 | 1 | 4716981.1321 | 0 | 202.086 | 0.99634
862 | 2022-05-11 | 20 | 5 | 25.1 | 25.1 | 20.007 | 1 | 2.05 | 9.259 | 11.946 | 1 | 4716981.1321 | 0 | 202.086 | 0.99634
869 | 2022-05-18 | 21 | 5 | 25.1 | 25.191 | 20.098 | 1 | 2.05 | 9.259 | 8.971 | 0.9689 | 4716981.1321 | 0.052402 | 201.981 | 0.99582
876 | 2022-05-25 | 22 | 5 | 25.1 | 25.191 | 20.098 | 1 | 2.05 | 9.259 | 7.964 | 0.86014 | 4716981.1321 | 0.23563 | 196.756 | 0.97006
883 | 2022-06-01 | 23 | 6 | 25.3 | 25.391 | 20.298 | 1 | 2.05 | 9.259 | 6.9 | 0.74522 | 4716981.1321 | 0.42922 | 189.379 | 0.93369
890 | 2022-06-08 | 24 | 6 | 25.3 | 24.911 | 19.818 | 0.98462 | 2.131 | 9.259 | 4.58 | 0.49465 | 4716981.1321 | 0.85135 | 184.236 | 0.90834
897 | 2022-06-15 | 25 | 6 | 25.3 | 24.911 | 19.818 | 0.98462 | 2.131 | 9.259 | 4.579 | 0.49455 | 4716981.1321 | 0.85153 | 179.923 | 0.88707
904 | 2022-06-22 | 26 | 6 | 25.3 | 24.911 | 19.818 | 0.98462 | 2.131 | 9.259 | 4.583 | 0.49498 | 4716981.1321 | 0.8508 | 174.71 | 0.86137
911 | 2022-06-29 | 27 | 6 | 25.3 | 24.911 | 19.818 | 0.98462 | 2.131 | 9.259 | 4.576 | 0.49422 | 4716981.1321 | 0.85208 | 171.199 | 0.84406
918 | 2022-07-06 | 28 | 7 | 26 | 25.506 | 20.413 | 0.981 | 2.1507 | 9.259 | 4.531 | 0.48936 | 4716981.1321 | 0.86026 | 177.604 | 0.87564
925 | 2022-07-13 | 29 | 7 | 26 | 26.091 | 20.998 | 1 | 2.05 | 9.259 | 6.866 | 0.74155 | 4716981.1321 | 0.43541 | 177.83 | 0.87675
932 | 2022-07-20 | 30 | 7 | 26 | 25.598 | 20.505 | 0.98454 | 2.1314 | 9.259 | 5.527 | 0.59693 | 4716981.1321 | 0.67904 | 173.263 | 0.85424
939 | 2022-07-27 | 31 | 7 | 26 | 25.597 | 20.504 | 0.9845 | 2.1316 | 9.259 | 4.587 | 0.49541 | 4716981.1321 | 0.85007 | 166.256 | 0.81969
946 | 2022-08-03 | 32 | 8 | 26.4 | 26.491 | 21.398 | 1 | 2.05 | 9.259 | 6.862 | 0.74112 | 4716981.1321 | 0.43614 | 167.211 | 0.8244
953 | 2022-08-10 | 33 | 8 | 26.4 | 26.4 | 21.307 | 1 | 2.05 | 9.259 | 15.893 | 1 | 4716981.1321 | 0 | 177.469 | 0.87497
960 | 2022-08-17 | 34 | 8 | 26.4 | 26.491 | 21.398 | 1 | 2.05 | 9.259 | 6.864 | 0.74133 | 4716981.1321 | 0.43577 | 177.835 | 0.87678
967 | 2022-08-24 | 35 | 8 | 26.4 | 26.491 | 21.398 | 1 | 2.05 | 9.259 | 6.879 | 0.74295 | 4716981.1321 | 0.43304 | 174.683 | 0.86124
974 | 2022-08-31 | 36 | 8 | 26.4 | 26.491 | 21.398 | 1 | 2.05 | 9.259 | 6.875 | 0.74252 | 4716981.1321 | 0.43377 | 172.688 | 0.8514
981 | 2022-09-07 | 37 | 9 | 25 | 25.091 | 19.998 | 1 | 2.05 | 9.259 | 6.892 | 0.74436 | 4716981.1321 | 0.43068 | 167.178 | 0.82424
988 | 2022-09-14 | 38 | 9 | 25 | 25.091 | 19.998 | 1 | 2.05 | 9.259 | 6.874 | 0.74241 | 4716981.1321 | 0.43395 | 165.951 | 0.81819
995 | 2022-09-21 | 39 | 9 | 25 | 25.091 | 19.998 | 1 | 2.05 | 9.259 | 6.895 | 0.74468 | 4716981.1321 | 0.43013 | 159.814 | 0.78793
1002 | 2022-09-28 | 40 | 9 | 25 | 25.091 | 19.998 | 1 | 2.05 | 9.259 | 6.892 | 0.74436 | 4716981.1321 | 0.43068 | 154.873 | 0.76357
1009 | 2022-10-05 | 41 | 10 | 24.3 | 24.391 | 19.298 | 1 | 2.05 | 9.259 | 6.881 | 0.74317 | 4716981.1321 | 0.43268 | 152.426 | 0.7515
1016 | 2022-10-12 | 42 | 10 | 24.3 | 24.391 | 19.298 | 1 | 2.05 | 9.259 | 6.896 | 0.74479 | 4716981.1321 | 0.42995 | 146.387 | 0.72173
1023 | 2022-10-19 | 43 | 10 | 24.3 | 24.391 | 19.298 | 1 | 2.05 | 9.259 | 6.895 | 0.74468 | 4716981.1321 | 0.43013 | 140.616 | 0.69328
1030 | 2022-10-26 | 44 | 10 | 24.3 | 24.391 | 19.298 | 1 | 2.05 | 9.259 | 6.898 | 0.745 | 4716981.1321 | 0.42959 | 134.095 | 0.66113
1037 | 2022-11-02 | 45 | 11 | 24.7 | 24.7 | 19.607 | 1 | 2.05 | 9.259 | 6.849 | 0.73971 | 4716981.1321 | 0.4385 | 139.027 | 0.68544
1044 | 2022-11-09 | 46 | 11 | 24.7 | 24.7 | 19.607 | 1 | 2.05 | 9.259 | 6.837 | 0.73842 | 4716981.1321 | 0.44069 | 146.658 | 0.72307
1051 | 2022-11-16 | 47 | 11 | 24.7 | 24.903 | 19.81 | 1 | 2.05 | 9.259 | 6.854 | 0.74025 | 4716981.1321 | 0.43759 | 149.824 | 0.73868
1058 | 2022-11-23 | 48 | 11 | 24.7 | 24.791 | 19.698 | 1 | 2.05 | 9.259 | 6.876 | 0.74263 | 4716981.1321 | 0.43359 | 148.35 | 0.73141
1065 | 2022-11-30 | 49 | 11 | 24.7 | 24.791 | 19.698 | 1 | 2.05 | 9.259 | 6.88 | 0.74306 | 4716981.1321 | 0.43286 | 146.105 | 0.72034
1072 | 2022-12-07 | 50 | 12 | 25.5 | 25.591 | 20.498 | 1 | 2.05 | 9.259 | 6.885 | 0.7436 | 4716981.1321 | 0.43195 | 141.909 | 0.69965
1079 | 2022-12-14 | 51 | 12 | 25.5 | 25.591 | 20.498 | 1 | 2.05 | 9.259 | 6.879 | 0.74295 | 4716981.1321 | 0.43304 | 139.225 | 0.68642
1086 | 2022-12-21 | 52 | 12 | 25.5 | 25.5 | 20.407 | 1 | 2.05 | 9.259 | 82.159 | 1 | 4716981.1321 | 0 | 151.522 | 0.74705
1093 | 2022-12-28 | 53 | 12 | 25.5 | 25.5 | 20.407 | 1 | 2.05 | 9.259 | 119.969 | 1 | 4716981.1321 | 0 | 166.817 | 0.82246
1100 | 2023-01-04 | 1 | 1 | 24.7 | 24.7 | 19.607 | 1 | 2.05 | 9.259 | 143.055 | 1 | 4716981.1321 | 0 | 182.789 | 0.9012
1107 | 2023-01-11 | 2 | 1 | 24.7 | 24.7 | 19.607 | 1 | 2.05 | 9.259 | 106.055 | 1 | 4716981.1321 | 0 | 195.751 | 0.96511
1114 | 2023-01-18 | 3 | 1 | 24.7 | 24.7 | 19.607 | 1 | 2.05 | 9.259 | 57.084 | 1 | 4716981.1321 | 0 | 202.117 | 0.99649
1121 | 2023-01-25 | 4 | 1 | 24.7 | 24.7 | 19.607 | 1 | 2.05 | 9.259 | 48.289 | 1 | 4716981.1321 | 0 | 202.117 | 0.99649
1128 | 2023-02-01 | 5 | 2 | 24.4 | 24.4 | 19.307 | 1 | 2.05 | 9.259 | 39.572 | 1 | 4716981.1321 | 0 | 202.126 | 0.99654
1135 | 2023-02-08 | 6 | 2 | 24.4 | 24.4 | 19.307 | 1 | 2.05 | 9.259 | 165.53 | 1 | 4716981.1321 | 0 | 202.126 | 0.99654
1142 | 2023-02-15 | 7 | 2 | 24.4 | 24.4 | 19.307 | 1 | 2.05 | 9.259 | 164.126 | 1 | 4716981.1321 | 0 | 202.126 | 0.99654
1149 | 2023-02-22 | 8 | 2 | 24.4 | 24.4 | 19.307 | 1 | 2.05 | 9.259 | 200.25 | 1 | 4716981.1321 | 0 | 202.126 | 0.99654
1156 | 2023-03-01 | 9 | 3 | 24.1 | 24.1 | 19.007 | 1 | 2.05 | 9.259 | 173.888 | 1 | 4716981.1321 | 0 | 202.13 | 0.99656
1163 | 2023-03-08 | 10 | 3 | 24.1 | 24.1 | 19.007 | 1 | 2.05 | 9.259 | 158.1 | 1 | 4716981.1321 | 0 | 202.13 | 0.99656
1170 | 2023-03-15 | 11 | 3 | 24.1 | 24.1 | 19.007 | 1 | 2.05 | 9.259 | 128.052 | 1 | 4716981.1321 | 0 | 202.13 | 0.99656
1177 | 2023-03-22 | 12 | 3 | 24.1 | 24.1 | 19.007 | 1 | 2.05 | 9.259 | 115.482 | 1 | 4716981.1321 | 0 | 202.13 | 0.99656
1184 | 2023-03-29 | 13 | 3 | 24.1 | 24.1 | 19.007 | 1 | 2.05 | 9.259 | 87.078 | 1 | 4716981.1321 | 0 | 202.13 | 0.99656
1191 | 2023-04-05 | 14 | 4 | 24.1 | 24.1 | 19.007 | 1 | 2.05 | 9.259 | 61.049 | 1 | 4716981.1321 | 0 | 202.127 | 0.99654
1198 | 2023-04-12 | 15 | 4 | 24.1 | 24.1 | 19.007 | 1 | 2.05 | 9.259 | 159.301 | 1 | 4716981.1321 | 0 | 202.127 | 0.99654
1205 | 2023-04-19 | 16 | 4 | 24.1 | 24.1 | 19.007 | 1 | 2.05 | 9.259 | 82.259 | 1 | 4716981.1321 | 0 | 202.127 | 0.99654
1212 | 2023-04-26 | 17 | 4 | 24.1 | 24.1 | 19.007 | 1 | 2.05 | 9.259 | 72.993 | 1 | 4716981.1321 | 0 | 202.127 | 0.99654
1219 | 2023-05-03 | 18 | 5 | 25.1 | 25.1 | 20.007 | 1 | 2.05 | 9.259 | 44.092 | 1 | 4716981.1321 | 0 | 202.086 | 0.99634
1226 | 2023-05-10 | 19 | 5 | 25.1 | 25.1 | 20.007 | 1 | 2.05 | 9.259 | 35.867 | 1 | 4716981.1321 | 0 | 202.086 | 0.99634
1233 | 2023-05-17 | 20 | 5 | 25.1 | 25.1 | 20.007 | 1 | 2.05 | 9.259 | 33.26 | 1 | 4716981.1321 | 0 | 202.086 | 0.99634
1240 | 2023-05-24 | 21 | 5 | 25.1 | 25.1 | 20.007 | 1 | 2.05 | 9.259 | 36.667 | 1 | 4716981.1321 | 0 | 202.086 | 0.99634
1247 | 2023-05-31 | 22 | 5 | 25.1 | 25.1 | 20.007 | 1 | 2.05 | 9.259 | 35.051 | 1 | 4716981.1321 | 0 | 202.086 | 0.99634
1254 | 2023-06-07 | 23 | 6 | 25.3 | 25.3 | 20.207 | 1 | 2.05 | 9.259 | 14.934 | 1 | 4716981.1321 | 0 | 202.07 | 0.99626
1261 | 2023-06-14 | 24 | 6 | 25.3 | 25.391 | 20.298 | 1 | 2.05 | 9.259 | 8.986 | 0.97052 | 4716981.1321 | 0.049673 | 201.907 | 0.99546
1268 | 2023-06-21 | 25 | 6 | 25.3 | 25.391 | 20.298 | 1 | 2.05 | 9.259 | 9.187 | 0.99222 | 4716981.1321 | 0.0131 | 199.205 | 0.98214
1275 | 2023-06-28 | 26 | 6 | 25.3 | 25.391 | 20.298 | 1 | 2.05 | 9.259 | 6.88 | 0.74306 | 4716981.1321 | 0.43286 | 196.448 | 0.96854
1282 | 2023-07-05 | 27 | 7 | 26 | 26.091 | 20.998 | 1 | 2.05 | 9.259 | 6.875 | 0.74252 | 4716981.1321 | 0.43377 | 194.626 | 0.95956
1289 | 2023-07-12 | 28 | 7 | 26 | 26.091 | 20.998 | 1 | 2.05 | 9.259 | 6.887 | 0.74382 | 4716981.1321 | 0.43159 | 190.084 | 0.93717
1296 | 2023-07-19 | 29 | 7 | 26 | 26.091 | 20.998 | 1 | 2.05 | 9.259 | 6.896 | 0.74479 | 4716981.1321 | 0.42995 | 183.201 | 0.90323
1303 | 2023-07-26 | 30 | 7 | 26 | 26.091 | 20.998 | 1 | 2.05 | 9.259 | 6.895 | 0.74468 | 4716981.1321 | 0.43013 | 176.747 | 0.87141
1310 | 2023-08-02 | 31 | 8 | 26.4 | 26.491 | 21.398 | 1 | 2.05 | 9.259 | 6.895 | 0.74468 | 4716981.1321 | 0.43013 | 170.014 | 0.83822
1317 | 2023-08-09 | 32 | 8 | 26.4 | 26.491 | 21.398 | 1 | 2.05 | 9.259 | 6.908 | 0.74608 | 4716981.1321 | 0.42777 | 160.223 | 0.78995
1324 | 2023-08-16 | 33 | 8 | 26.4 | 26.017 | 20.924 | 0.98549 | 2.1263 | 9.259 | 5.631 | 0.60817 | 4716981.1321 | 0.66012 | 152.225 | 0.75051
1331 | 2023-08-23 | 34 | 8 | 26.4 | 26.491 | 21.398 | 1 | 2.05 | 9.259 | 6.882 | 0.74328 | 4716981.1321 | 0.4325 | 148.435 | 0.73183
1338 | 2023-08-30 | 35 | 8 | 26.4 | 26.491 | 21.398 | 1 | 2.05 | 9.259 | 6.881 | 0.74317 | 4716981.1321 | 0.43268 | 145.037 | 0.71507
1345 | 2023-09-06 | 36 | 9 | 25 | 25.091 | 19.998 | 1 | 2.05 | 9.259 | 6.885 | 0.7436 | 4716981.1321 | 0.43195 | 141.028 | 0.69531
1352 | 2023-09-13 | 37 | 9 | 25 | 25.091 | 19.998 | 1 | 2.05 | 9.259 | 6.89 | 0.74414 | 4716981.1321 | 0.43104 | 136.02 | 0.67062
1359 | 2023-09-20 | 38 | 9 | 25 | 25.091 | 19.998 | 1 | 2.05 | 9.259 | 6.88 | 0.74306 | 4716981.1321 | 0.43286 | 133.226 | 0.65684
1366 | 2023-09-27 | 39 | 9 | 25 | 25.091 | 19.998 | 1 | 2.05 | 9.259 | 6.882 | 0.74328 | 4716981.1321 | 0.4325 | 130.049 | 0.64118
1373 | 2023-10-04 | 40 | 10 | 24.3 | 24.42 | 19.327 | 1 | 2.05 | 9.259 | 6.857 | 0.74058 | 4716981.1321 | 0.43705 | 132.956 | 0.65551
1380 | 2023-10-11 | 41 | 10 | 24.3 | 24.3 | 19.207 | 1 | 2.05 | 9.259 | 6.834 | 0.73809 | 4716981.1321 | 0.44123 | 141.286 | 0.69658
1387 | 2023-10-18 | 42 | 10 | 24.3 | 24.3 | 19.207 | 1 | 2.05 | 9.259 | 9.109 | 0.9838 | 4716981.1321 | 0.027293 | 153.301 | 0.75582
1394 | 2023-10-25 | 43 | 10 | 24.3 | 24.3 | 19.207 | 1 | 2.05 | 9.259 | 49.838 | 1 | 4716981.1321 | 0 | 165.609 | 0.8165
1401 | 2023-11-01 | 44 | 11 | 24.7 | 24.7 | 19.607 | 1 | 2.05 | 9.259 | 20.123 | 1 | 4716981.1321 | 0 | 177.646 | 0.87585
1408 | 2023-11-08 | 45 | 11 | 24.7 | 24.7 | 19.607 | 1 | 2.05 | 9.259 | 9.129 | 0.98596 | 4716981.1321 | 0.023654 | 189.268 | 0.93315
1415 | 2023-11-15 | 46 | 11 | 24.7 | 24.7 | 19.607 | 1 | 2.05 | 9.259 | 71.005 | 1 | 4716981.1321 | 0 | 201.661 | 0.99425
1422 | 2023-11-22 | 47 | 11 | 24.7 | 24.7 | 19.607 | 1 | 2.05 | 9.259 | 36.895 | 1 | 4716981.1321 | 0 | 202.124 | 0.99653
1429 | 2023-11-29 | 48 | 11 | 24.7 | 24.7 | 19.607 | 1 | 2.05 | 9.259 | 40.535 | 1 | 4716981.1321 | 0 | 202.124 | 0.99653
1436 | 2023-12-06 | 49 | 12 | 25.5 | 25.5 | 20.407 | 1 | 2.05 | 9.259 | 72.145 | 1 | 4716981.1321 | 0 | 202.085 | 0.99634
1443 | 2023-12-13 | 50 | 12 | 25.5 | 25.5 | 20.407 | 1 | 2.05 | 9.259 | 41.344 | 1 | 4716981.1321 | 0 | 202.085 | 0.99634
1450 | 2023-12-20 | 51 | 12 | 25.5 | 25.5 | 20.407 | 1 | 2.05 | 9.259 | 51.78 | 1 | 4716981.1321 | 0 | 202.085 | 0.99634
1457 | 2023-12-27 | 52 | 12 | 25.5 | 25.5 | 20.407 | 1 | 2.05 | 9.259 | 163.041 | 1 | 4716981.1321 | 0 | 202.085 | 0.99634
1464 | 2024-01-03 | 1 | 1 | 24.7 | 24.7 | 19.607 | 1 | 2.05 | 9.259 | 124.407 | 1 | 4716981.1321 | 0 | 202.117 | 0.99649
1471 | 2024-01-10 | 2 | 1 | 24.7 | 24.7 | 19.607 | 1 | 2.05 | 9.259 | 137.964 | 1 | 4716981.1321 | 0 | 202.117 | 0.99649
1478 | 2024-01-17 | 3 | 1 | 24.7 | 24.7 | 19.607 | 1 | 2.05 | 9.259 | 197.129 | 1 | 4716981.1321 | 0 | 202.117 | 0.99649
1485 | 2024-01-24 | 4 | 1 | 24.7 | 24.7 | 19.607 | 1 | 2.05 | 9.259 | 259.559 | 1 | 4716981.1321 | 0 | 202.117 | 0.99649
1492 | 2024-01-31 | 5 | 1 | 24.7 | 24.7 | 19.607 | 1 | 2.05 | 9.259 | 131.97 | 1 | 4716981.1321 | 0 | 202.117 | 0.99649
1499 | 2024-02-07 | 6 | 2 | 24.4 | 24.4 | 19.307 | 1 | 2.05 | 9.259 | 85.01 | 1 | 4716981.1321 | 0 | 202.126 | 0.99654
1506 | 2024-02-14 | 7 | 2 | 24.4 | 24.4 | 19.307 | 1 | 2.05 | 9.259 | 59.861 | 1 | 4716981.1321 | 0 | 202.126 | 0.99654
1513 | 2024-02-21 | 8 | 2 | 24.4 | 24.4 | 19.307 | 1 | 2.05 | 9.259 | 51.188 | 1 | 4716981.1321 | 0 | 202.126 | 0.99654
1520 | 2024-02-28 | 9 | 2 | 24.4 | 24.4 | 19.307 | 1 | 2.05 | 9.259 | 45.605 | 1 | 4716981.1321 | 0 | 202.126 | 0.99654
1527 | 2024-03-06 | 10 | 3 | 24.1 | 24.1 | 19.007 | 1 | 2.05 | 9.259 | 40.594 | 1 | 4716981.1321 | 0 | 202.13 | 0.99656
1534 | 2024-03-13 | 11 | 3 | 24.1 | 24.1 | 19.007 | 1 | 2.05 | 9.259 | 25.602 | 1 | 4716981.1321 | 0 | 202.13 | 0.99656
1541 | 2024-03-20 | 12 | 3 | 24.1 | 24.1 | 19.007 | 1 | 2.05 | 9.259 | 35.274 | 1 | 4716981.1321 | 0 | 202.13 | 0.99656
1548 | 2024-03-27 | 13 | 3 | 24.1 | 24.1 | 19.007 | 1 | 2.05 | 9.259 | 32.486 | 1 | 4716981.1321 | 0 | 202.13 | 0.99656
1555 | 2024-04-03 | 14 | 4 | 24.1 | 24.1 | 19.007 | 1 | 2.05 | 9.259 | 14.443 | 1 | 4716981.1321 | 0 | 202.127 | 0.99654
1562 | 2024-04-10 | 15 | 4 | 24.1 | 24.1 | 19.007 | 1 | 2.05 | 9.259 | 63.644 | 1 | 4716981.1321 | 0 | 202.127 | 0.99654
1569 | 2024-04-17 | 16 | 4 | 24.1 | 24.1 | 19.007 | 1 | 2.05 | 9.259 | 33.679 | 1 | 4716981.1321 | 0 | 202.127 | 0.99654
1576 | 2024-04-24 | 17 | 4 | 24.1 | 24.1 | 19.007 | 1 | 2.05 | 9.259 | 54.524 | 1 | 4716981.1321 | 0 | 202.127 | 0.99654
1583 | 2024-05-01 | 18 | 5 | 25.1 | 25.1 | 20.007 | 1 | 2.05 | 9.259 | 110.904 | 1 | 4716981.1321 | 0 | 202.086 | 0.99634
1590 | 2024-05-08 | 19 | 5 | 25.1 | 25.1 | 20.007 | 1 | 2.05 | 9.259 | 85.24 | 1 | 4716981.1321 | 0 | 202.086 | 0.99634
1597 | 2024-05-15 | 20 | 5 | 25.1 | 25.1 | 20.007 | 1 | 2.05 | 9.259 | 59.536 | 1 | 4716981.1321 | 0 | 202.086 | 0.99634
1604 | 2024-05-22 | 21 | 5 | 25.1 | 25.1 | 20.007 | 1 | 2.05 | 9.259 | 104.557 | 1 | 4716981.1321 | 0 | 202.086 | 0.99634
1611 | 2024-05-29 | 22 | 5 | 25.1 | 25.1 | 20.007 | 1 | 2.05 | 9.259 | 120.845 | 1 | 4716981.1321 | 0 | 202.086 | 0.99634
1618 | 2024-06-05 | 23 | 6 | 25.3 | 25.3 | 20.207 | 1 | 2.05 | 9.259 | 210.428 | 1 | 4716981.1321 | 0 | 202.07 | 0.99626
1625 | 2024-06-12 | 24 | 6 | 25.3 | 25.3 | 20.207 | 1 | 2.05 | 9.259 | 150.766 | 1 | 4716981.1321 | 0 | 202.07 | 0.99626
1632 | 2024-06-19 | 25 | 6 | 25.3 | 25.3 | 20.207 | 1 | 2.05 | 9.259 | 65.87 | 1 | 4716981.1321 | 0 | 202.07 | 0.99626
1639 | 2024-06-26 | 26 | 6 | 25.3 | 25.3 | 20.207 | 1 | 2.05 | 9.259 | 32.605 | 1 | 4716981.1321 | 0 | 202.07 | 0.99626
1646 | 2024-07-03 | 27 | 7 | 26 | 26 | 20.907 | 1 | 2.05 | 9.259 | 24.528 | 1 | 4716981.1321 | 0 | 202.05 | 0.99616
1653 | 2024-07-10 | 28 | 7 | 26 | 26 | 20.907 | 1 | 2.05 | 9.259 | 10.423 | 1 | 4716981.1321 | 0 | 202.05 | 0.99616
1660 | 2024-07-17 | 29 | 7 | 26 | 26 | 20.907 | 1 | 2.05 | 9.259 | 23.081 | 1 | 4716981.1321 | 0 | 202.05 | 0.99616
1667 | 2024-07-24 | 30 | 7 | 26 | 26 | 20.907 | 1 | 2.05 | 9.259 | 33.559 | 1 | 4716981.1321 | 0 | 202.05 | 0.99616
1674 | 2024-07-31 | 31 | 7 | 26 | 26.4 | 21.307 | 1 | 2.05 | 9.259 | 33.315 | 1 | 4716981.1321 | 0 | 202.043 | 0.99613
1681 | 2024-08-07 | 32 | 8 | 26.4 | 26.4 | 21.307 | 1 | 2.05 | 9.259 | 11.876 | 1 | 4716981.1321 | 0 | 202.043 | 0.99613
1688 | 2024-08-14 | 33 | 8 | 26.4 | 26.4 | 21.307 | 1 | 2.05 | 9.259 | 11.255 | 1 | 4716981.1321 | 0 | 202.043 | 0.99613
1695 | 2024-08-21 | 34 | 8 | 26.4 | 26.4 | 21.307 | 1 | 2.05 | 9.259 | 12.336 | 1 | 4716981.1321 | 0 | 202.043 | 0.99613
1702 | 2024-08-28 | 35 | 8 | 26.4 | 26.4 | 21.307 | 1 | 2.05 | 9.259 | 10.533 | 1 | 4716981.1321 | 0 | 202.043 | 0.99613
1709 | 2024-09-04 | 36 | 9 | 25 | 25.173 | 20.08 | 1 | 2.05 | 9.259 | 11.25 | 1 | 4716981.1321 | 0 | 202.174 | 0.99678
1716 | 2024-09-11 | 37 | 9 | 25 | 25 | 19.907 | 1 | 2.05 | 9.259 | 23.132 | 1 | 4716981.1321 | 0 | 202.09 | 0.99636
1723 | 2024-09-18 | 38 | 9 | 25 | 25 | 19.907 | 1 | 2.05 | 9.259 | 18.363 | 1 | 4716981.1321 | 0 | 202.09 | 0.99636
1730 | 2024-09-25 | 39 | 9 | 25 | 25 | 19.907 | 1 | 2.05 | 9.259 | 71.578 | 1 | 4716981.1321 | 0 | 202.09 | 0.99636
1737 | 2024-10-02 | 40 | 10 | 24.3 | 24.3 | 19.207 | 1 | 2.05 | 9.259 | 60.3 | 1 | 4716981.1321 | 0 | 202.121 | 0.99651
1744 | 2024-10-09 | 41 | 10 | 24.3 | 24.3 | 19.207 | 1 | 2.05 | 9.259 | 106.979 | 1 | 4716981.1321 | 0 | 202.121 | 0.99651
1751 | 2024-10-16 | 42 | 10 | 24.3 | 24.3 | 19.207 | 1 | 2.05 | 9.259 | 67.888 | 1 | 4716981.1321 | 0 | 202.121 | 0.99651
1758 | 2024-10-23 | 43 | 10 | 24.3 | 24.3 | 19.207 | 1 | 2.05 | 9.259 | 121.232 | 1 | 4716981.1321 | 0 | 202.121 | 0.99651
1765 | 2024-10-30 | 44 | 10 | 24.3 | 24.3 | 19.207 | 1 | 2.05 | 9.259 | 223.894 | 1 | 4716981.1321 | 0 | 202.121 | 0.99651
1772 | 2024-11-06 | 45 | 11 | 24.7 | 24.7 | 19.607 | 1 | 2.05 | 9.259 | 133.983 | 1 | 4716981.1321 | 0 | 202.124 | 0.99653
1779 | 2024-11-13 | 46 | 11 | 24.7 | 24.7 | 19.607 | 1 | 2.05 | 9.259 | 147.212 | 1 | 4716981.1321 | 0 | 202.124 | 0.99653
1786 | 2024-11-20 | 47 | 11 | 24.7 | 24.7 | 19.607 | 1 | 2.05 | 9.259 | 78.671 | 1 | 4716981.1321 | 0 | 202.124 | 0.99653
1793 | 2024-11-27 | 48 | 11 | 24.7 | 24.7 | 19.607 | 1 | 2.05 | 9.259 | 182.071 | 1 | 4716981.1321 | 0 | 202.124 | 0.99653
1800 | 2024-12-04 | 49 | 12 | 25.5 | 25.5 | 20.407 | 1 | 2.05 | 9.259 | 180.139 | 1 | 4716981.1321 | 0 | 202.085 | 0.99634
1807 | 2024-12-11 | 50 | 12 | 25.5 | 25.5 | 20.407 | 1 | 2.05 | 9.259 | 130.011 | 1 | 4716981.1321 | 0 | 202.085 | 0.99634
1814 | 2024-12-18 | 51 | 12 | 25.5 | 25.5 | 20.407 | 1 | 2.05 | 9.259 | 195.441 | 1 | 4716981.1321 | 0 | 202.085 | 0.99634
1821 | 2024-12-25 | 52 | 12 | 25.5 | 25.5 | 20.407 | 1 | 2.05 | 9.259 | 273.015 | 1 | 4716981.1321 | 0 | 202.085 | 0.99634
1828 | 2025-01-01 | 1 | 1 | 24.7 | 24.7 | 19.607 | 1 | 2.05 | 9.259 | 437.061 | 1 | 4716981.1321 | 0 | 202.117 | 0.99649
1835 | 2025-01-08 | 2 | 1 | 24.7 | 24.7 | 19.607 | 1 | 2.05 | 9.259 | 257.036 | 1 | 4716981.1321 | 0 | 202.117 | 0.99649
1842 | 2025-01-15 | 3 | 1 | 24.7 | 24.7 | 19.607 | 1 | 2.05 | 9.259 | 196.253 | 1 | 4716981.1321 | 0 | 202.117 | 0.99649
1849 | 2025-01-22 | 4 | 1 | 24.7 | 24.7 | 19.607 | 1 | 2.05 | 9.259 | 124.696 | 1 | 4716981.1321 | 0 | 202.117 | 0.99649
1856 | 2025-01-29 | 5 | 1 | 24.7 | 24.7 | 19.607 | 1 | 2.05 | 9.259 | 124.379 | 1 | 4716981.1321 | 0 | 202.117 | 0.99649
1863 | 2025-02-05 | 6 | 2 | 24.4 | 24.4 | 19.307 | 1 | 2.05 | 9.259 | 134.85 | 1 | 4716981.1321 | 0 | 202.126 | 0.99654
1870 | 2025-02-12 | 7 | 2 | 24.4 | 24.4 | 19.307 | 1 | 2.05 | 9.259 | 242.374 | 1 | 4716981.1321 | 0 | 202.126 | 0.99654
1877 | 2025-02-19 | 8 | 2 | 24.4 | 24.4 | 19.307 | 1 | 2.05 | 9.259 | 167.369 | 1 | 4716981.1321 | 0 | 202.126 | 0.99654
1884 | 2025-02-26 | 9 | 2 | 24.4 | 24.4 | 19.307 | 1 | 2.05 | 9.259 | 299.804 | 1 | 4716981.1321 | 0 | 202.126 | 0.99654
1891 | 2025-03-05 | 10 | 3 | 24.1 | 24.1 | 19.007 | 1 | 2.05 | 9.259 | 156.124 | 1 | 4716981.1321 | 0 | 202.13 | 0.99656
1898 | 2025-03-12 | 11 | 3 | 24.1 | 24.1 | 19.007 | 1 | 2.05 | 9.259 | 103.414 | 1 | 4716981.1321 | 0 | 202.13 | 0.99656
1905 | 2025-03-19 | 12 | 3 | 24.1 | 24.1 | 19.007 | 1 | 2.05 | 9.259 | 88.903 | 1 | 4716981.1321 | 0 | 202.13 | 0.99656
1912 | 2025-03-26 | 13 | 3 | 24.1 | 24.1 | 19.007 | 1 | 2.05 | 9.259 | 72.605 | 1 | 4716981.1321 | 0 | 202.13 | 0.99656
1919 | 2025-04-02 | 14 | 4 | 24.1 | 24.1 | 19.007 | 1 | 2.05 | 9.259 | 85.239 | 1 | 4716981.1321 | 0 | 202.127 | 0.99654
1926 | 2025-04-09 | 15 | 4 | 24.1 | 24.1 | 19.007 | 1 | 2.05 | 9.259 | 69.701 | 1 | 4716981.1321 | 0 | 202.127 | 0.99654
1933 | 2025-04-16 | 16 | 4 | 24.1 | 24.1 | 19.007 | 1 | 2.05 | 9.259 | 61.078 | 1 | 4716981.1321 | 0 | 202.127 | 0.99654
1940 | 2025-04-23 | 17 | 4 | 24.1 | 24.1 | 19.007 | 1 | 2.05 | 9.259 | 53.965 | 1 | 4716981.1321 | 0 | 202.127 | 0.99654
1947 | 2025-04-30 | 18 | 4 | 24.1 | 24.1 | 19.007 | 1 | 2.05 | 9.259 | 56.007 | 1 | 4716981.1321 | 0 | 202.127 | 0.99654
1954 | 2025-05-07 | 19 | 5 | 25.1 | 25.1 | 20.007 | 1 | 2.05 | 9.259 | 83.84 | 1 | 4716981.1321 | 0 | 202.086 | 0.99634
1961 | 2025-05-14 | 20 | 5 | 25.1 | 25.1 | 20.007 | 1 | 2.05 | 9.259 | 43.561 | 1 | 4716981.1321 | 0 | 202.086 | 0.99634
1968 | 2025-05-21 | 21 | 5 | 25.1 | 25.1 | 20.007 | 1 | 2.05 | 9.259 | 46.004 | 1 | 4716981.1321 | 0 | 202.086 | 0.99634
1975 | 2025-05-28 | 22 | 5 | 25.1 | 25.1 | 20.007 | 1 | 2.05 | 9.259 | 40.502 | 1 | 4716981.1321 | 0 | 202.086 | 0.99634
1982 | 2025-06-04 | 23 | 6 | 25.3 | 25.3 | 20.207 | 1 | 2.05 | 9.259 | 15.999 | 1 | 4716981.1321 | 0 | 202.07 | 0.99626
1989 | 2025-06-11 | 24 | 6 | 25.3 | 25.3 | 20.207 | 1 | 2.05 | 9.259 | 14.401 | 1 | 4716981.1321 | 0 | 202.07 | 0.99626
1996 | 2025-06-18 | 25 | 6 | 25.3 | 25.3 | 20.207 | 1 | 2.05 | 9.259 | 12.169 | 1 | 4716981.1321 | 0 | 202.07 | 0.99626
2003 | 2025-06-25 | 26 | 6 | 25.3 | 25.391 | 20.298 | 1 | 2.05 | 9.259 | 8.95 | 0.96663 | 4716981.1321 | 0.056223 | 201.89 | 0.99538
2010 | 2025-07-02 | 27 | 7 | 26 | 26.091 | 20.998 | 1 | 2.05 | 9.259 | 9.19 | 0.99255 | 4716981.1321 | 0.012555 | 198.768 | 0.97998
2017 | 2025-07-09 | 28 | 7 | 26 | 26.091 | 20.998 | 1 | 2.05 | 9.259 | 9.19 | 0.99255 | 4716981.1321 | 0.012555 | 195.591 | 0.96432
2024 | 2025-07-16 | 29 | 7 | 26 | 26.091 | 20.998 | 1 | 2.05 | 9.259 | 7.41 | 0.8003 | 4716981.1321 | 0.33643 | 191.234 | 0.94284
2031 | 2025-07-23 | 30 | 7 | 26 | 26 | 20.907 | 1 | 2.05 | 9.259 | 9.165 | 0.98985 | 4716981.1321 | 0.017103 | 193.905 | 0.95601
2038 | 2025-07-30 | 31 | 7 | 26 | 26.267 | 21.174 | 1 | 2.05 | 9.259 | 9.168 | 0.99017 | 4716981.1321 | 0.016558 | 195.624 | 0.96448
2045 | 2025-08-06 | 32 | 8 | 26.4 | 26.491 | 21.398 | 1 | 2.05 | 9.259 | 9.18 | 0.99147 | 4716981.1321 | 0.014374 | 194.867 | 0.96075
2052 | 2025-08-13 | 33 | 8 | 26.4 | 26.491 | 21.398 | 1 | 2.05 | 9.259 | 9.179 | 0.99136 | 4716981.1321 | 0.014556 | 194.137 | 0.95715
2059 | 2025-08-20 | 34 | 8 | 26.4 | 26.4 | 21.307 | 1 | 2.05 | 9.259 | 9.158 | 0.98909 | 4716981.1321 | 0.018377 | 198.162 | 0.977
2066 | 2025-08-27 | 35 | 8 | 26.4 | 26.587 | 21.494 | 1 | 2.05 | 9.259 | 9.17 | 0.99039 | 4716981.1321 | 0.016194 | 199.29 | 0.98256
2073 | 2025-09-03 | 36 | 9 | 25 | 25.091 | 19.998 | 1 | 2.05 | 9.259 | 9.201 | 0.99374 | 4716981.1321 | 0.010553 | 194.009 | 0.95652
2080 | 2025-09-10 | 37 | 9 | 25 | 25.091 | 19.998 | 1 | 2.05 | 9.259 | 9.2 | 0.99363 | 4716981.1321 | 0.010735 | 189.015 | 0.9319
2087 | 2025-09-17 | 38 | 9 | 25 | 25 | 19.907 | 1 | 2.05 | 9.259 | 9.154 | 0.98866 | 4716981.1321 | 0.019105 | 194.656 | 0.95971
2094 | 2025-09-24 | 39 | 9 | 25 | 25 | 19.907 | 1 | 2.05 | 9.259 | 22.182 | 1 | 4716981.1321 | 0 | 202.09 | 0.99636
2101 | 2025-10-01 | 40 | 10 | 24.3 | 24.391 | 19.298 | 1 | 2.05 | 9.259 | 11.036 | 1 | 4716981.1321 | 0 | 202.195 | 0.99688
2108 | 2025-10-08 | 41 | 10 | 24.3 | 24.391 | 19.298 | 1 | 2.05 | 9.259 | 9.16 | 0.98931 | 4716981.1321 | 0.018013 | 199.918 | 0.98565
2115 | 2025-10-15 | 42 | 10 | 24.3 | 24.3 | 19.207 | 1 | 2.05 | 9.259 | 10.406 | 1 | 4716981.1321 | 0 | 202.121 | 0.99651
2122 | 2025-10-22 | 43 | 10 | 24.3 | 24.3 | 19.207 | 1 | 2.05 | 9.259 | 164.095 | 1 | 4716981.1321 | 0 | 202.121 | 0.99651
2129 | 2025-10-29 | 44 | 10 | 24.3 | 24.3 | 19.207 | 1 | 2.05 | 9.259 | 101.646 | 1 | 4716981.1321 | 0 | 202.121 | 0.99651
2136 | 2025-11-05 | 45 | 11 | 24.7 | 24.7 | 19.607 | 1 | 2.05 | 9.259 | 173.092 | 1 | 4716981.1321 | 0 | 202.124 | 0.99653
2143 | 2025-11-12 | 46 | 11 | 24.7 | 24.7 | 19.607 | 1 | 2.05 | 9.259 | 86.58 | 1 | 4716981.1321 | 0 | 202.124 | 0.99653
2150 | 2025-11-19 | 47 | 11 | 24.7 | 24.7 | 19.607 | 1 | 2.05 | 9.259 | 44.291 | 1 | 4716981.1321 | 0 | 202.124 | 0.99653
2157 | 2025-11-26 | 48 | 11 | 24.7 | 24.7 | 19.607 | 1 | 2.05 | 9.259 | 32.764 | 1 | 4716981.1321 | 0 | 202.124 | 0.99653
2164 | 2025-12-03 | 49 | 12 | 25.5 | 25.5 | 20.407 | 1 | 2.05 | 9.259 | 27.822 | 1 | 4716981.1321 | 0 | 202.085 | 0.99634
2171 | 2025-12-10 | 50 | 12 | 25.5 | 25.5 | 20.407 | 1 | 2.05 | 9.259 | 39.915 | 1 | 4716981.1321 | 0 | 202.085 | 0.99634
2178 | 2025-12-17 | 51 | 12 | 25.5 | 25.5 | 20.407 | 1 | 2.05 | 9.259 | 70.878 | 1 | 4716981.1321 | 0 | 202.085 | 0.99634
2185 | 2025-12-24 | 52 | 12 | 25.5 | 25.5 | 20.407 | 1 | 2.05 | 9.259 | 178.928 | 1 | 4716981.1321 | 0 | 202.085 | 0.99634
2192 | 2025-12-31 | 53 | 12 | 25.5 | 25.5 | 20.407 | 1 | 2.05 | 9.259 | 292.875 | 1 | 4716981.1321 | 0 | 202.085 | 0.99634
2199 | 2026-01-07 | 2 | 1 | 24.7 | 24.7 | 19.607 | 1 | 2.05 | 9.259 | 280.956 | 1 | 4716981.1321 | 0 | 202.117 | 0.99649
2206 | 2026-01-14 | 3 | 1 | 24.7 | 24.7 | 19.607 | 1 | 2.05 | 9.259 | 129.069 | 1 | 4716981.1321 | 0 | 202.117 | 0.99649
2213 | 2026-01-21 | 4 | 1 | 24.7 | 24.7 | 19.607 | 1 | 2.05 | 9.259 | 206.631 | 1 | 4716981.1321 | 0 | 202.117 | 0.99649
2220 | 2026-01-28 | 5 | 1 | 24.7 | 24.7 | 19.607 | 1 | 2.05 | 9.259 | 208.543 | 1 | 4716981.1321 | 0 | 202.117 | 0.99649
2227 | 2026-02-04 | 6 | 2 | 24.4 | 24.4 | 19.307 | 1 | 2.05 | 9.259 | 239.79 | 1 | 4716981.1321 | 0 | 202.126 | 0.99654
2234 | 2026-02-11 | 7 | 2 | 24.4 | 24.4 | 19.307 | 1 | 2.05 | 9.259 | 194.944 | 1 | 4716981.1321 | 0 | 202.126 | 0.99654
2241 | 2026-02-18 | 8 | 2 | 24.4 | 24.4 | 19.307 | 1 | 2.05 | 9.259 | 201.804 | 1 | 4716981.1321 | 0 | 202.126 | 0.99654
2248 | 2026-02-25 | 9 | 2 | 24.4 | 24.4 | 19.307 | 1 | 2.05 | 9.259 | 117.736 | 1 | 4716981.1321 | 0 | 202.126 | 0.99654
2255 | 2026-03-04 | 10 | 3 | 24.1 | 24.1 | 19.007 | 1 | 2.05 | 9.259 | 98.228 | 1 | 4716981.1321 | 0 | 202.13 | 0.99656
2262 | 2026-03-11 | 11 | 3 | 24.1 | 24.1 | 19.007 | 1 | 2.05 | 9.259 | 73.623 | 1 | 4716981.1321 | 0 | 202.13 | 0.99656
2269 | 2026-03-18 | 12 | 3 | 24.1 | 24.1 | 19.007 | 1 | 2.05 | 9.259 | 55.51 | 1 | 4716981.1321 | 0 | 202.13 | 0.99656
2276 | 2026-03-25 | 13 | 3 | 24.1 | 24.1 | 19.007 | 1 | 2.05 | 9.259 | 53.289 | 1 | 4716981.1321 | 0 | 202.13 | 0.99656
2283 | 2026-04-01 | 14 | 4 | 24.1 | 24.1 | 19.007 | 1 | 2.05 | 9.259 | 35.608 | 1 | 4716981.1321 | 0 | 202.127 | 0.99654
2290 | 2026-04-08 | 15 | 4 | 24.1 | 24.1 | 19.007 | 1 | 2.05 | 9.259 | 41.095 | 1 | 4716981.1321 | 0 | 202.127 | 0.99654
2297 | 2026-04-15 | 16 | 4 | 24.1 | 24.1 | 19.007 | 1 | 2.05 | 9.259 | 52.15 | 1 | 4716981.1321 | 0 | 202.127 | 0.99654
2304 | 2026-04-22 | 17 | 4 | 24.1 | 24.1 | 19.007 | 1 | 2.05 | 9.259 | 62.904 | 1 | 4716981.1321 | 0 | 202.127 | 0.99654
2311 | 2026-04-29 | 18 | 4 | 24.1 | 24.1 | 19.007 | 1 | 2.05 | 9.259 | 74.393 | 1 | 4716981.1321 | 0 | 202.127 | 0.99654
2318 | 2026-05-06 | 19 | 5 | 25.1 | 25.1 | 20.007 | 1 | 2.05 | 9.259 | 51.92 | 1 | 4716981.1321 | 0 | 202.086 | 0.99634
2325 | 2026-05-13 | 20 | 5 | 25.1 | 25.1 | 20.007 | 1 | 2.05 | 9.259 | 83.972 | 1 | 4716981.1321 | 0 | 202.086 | 0.99634
2332 | 2026-05-20 | 21 | 5 | 25.1 | 25.1 | 20.007 | 1 | 2.05 | 9.259 | 52.694 | 1 | 4716981.1321 | 0 | 202.086 | 0.99634
2339 | 2026-05-27 | 22 | 5 | 25.1 | 25.1 | 20.007 | 1 | 2.05 | 9.259 | 36.904 | 1 | 4716981.1321 | 0 | 202.086 | 0.99634
2346 | 2026-06-03 | 23 | 6 | 25.3 | 25.3 | 20.207 | 1 | 2.05 | 9.259 | 39.686 | 1 | 4716981.1321 | 0 | 202.07 | 0.99626
2353 | 2026-06-10 | 24 | 6 | 25.3 | 25.3 | 20.207 | 1 | 2.05 | 9.259 | 45.035 | 1 | 4716981.1321 | 0 | 202.07 | 0.99626
2360 | 2026-06-17 | 25 | 6 | 25.3 | 25.3 | 20.207 | 1 | 2.05 | 9.259 | 46.902 | 1 | 4716981.1321 | 0 | 202.07 | 0.99626
2367 | 2026-06-24 | 26 | 6 | 25.3 | 25.3 | 20.207 | 1 | 2.05 | 9.259 | 17.266 | 1 | 4716981.1321 | 0 | 202.07 | 0.99626
2374 | 2026-07-01 | 27 | 7 | 26 | 26 | 20.907 | 1 | 2.05 | 9.259 | 14.994 | 1 | 4716981.1321 | 0 | 202.05 | 0.99616
2381 | 2026-07-08 | 28 | 7 | 26 | 26 | 20.907 | 1 | 2.05 | 9.259 | 11.608 | 1 | 4716981.1321 | 0 | 202.05 | 0.99616
2388 | 2026-07-15 | 29 | 7 | 26 | 26.091 | 20.998 | 1 | 2.05 | 9.259 | 9.196 | 0.9932 | 4716981.1321 | 0.011463 | 197.948 | 0.97594
2395 | 2026-07-22 | 30 | 7 | 26 | 26.091 | 20.998 | 1 | 2.05 | 9.259 | 9.191 | 0.99266 | 4716981.1321 | 0.012373 | 195.083 | 0.96181
2402 | 2026-07-29 | 31 | 7 | 26 | 26.091 | 20.998 | 1 | 2.05 | 9.259 | 9.19 | 0.99255 | 4716981.1321 | 0.012555 | 192.243 | 0.94781
2409 | 2026-08-05 | 32 | 8 | 26.4 | 26.491 | 21.398 | 1 | 2.05 | 9.259 | 9.203 | 0.99395 | 4716981.1321 | 0.010189 | 186.231 | 0.91817
2416 | 2026-08-12 | 33 | 8 | 26.4 | 26.491 | 21.398 | 1 | 2.05 | 9.259 | 6.89 | 0.74414 | 4716981.1321 | 0.43104 | 181.334 | 0.89403
2423 | 2026-08-19 | 34 | 8 | 26.4 | 26.491 | 21.398 | 1 | 2.05 | 9.259 | 6.894 | 0.74457 | 4716981.1321 | 0.43031 | 175.162 | 0.8636
2430 | 2026-08-26 | 35 | 8 | 26.4 | 26.491 | 21.398 | 1 | 2.05 | 9.259 | 6.902 | 0.74544 | 4716981.1321 | 0.42886 | 167.189 | 0.82429
2437 | 2026-09-02 | 36 | 9 | 25 | 25.091 | 19.998 | 1 | 2.05 | 9.259 | 6.872 | 0.7422 | 4716981.1321 | 0.43432 | 167.442 | 0.82554
2444 | 2026-09-09 | 37 | 9 | 25 | 25.091 | 19.998 | 1 | 2.05 | 9.259 | 6.886 | 0.74371 | 4716981.1321 | 0.43177 | 163.713 | 0.80715
2451 | 2026-09-16 | 38 | 9 | 25 | 25.091 | 19.998 | 1 | 2.05 | 9.259 | 6.897 | 0.7449 | 4716981.1321 | 0.42977 | 157.361 | 0.77583
2458 | 2026-09-23 | 39 | 9 | 25 | 25.091 | 19.998 | 1 | 2.05 | 9.259 | 6.899 | 0.74511 | 4716981.1321 | 0.4294 | 150.621 | 0.7426
2465 | 2026-09-30 | 40 | 9 | 25 | 25.091 | 19.998 | 1 | 2.05 | 9.259 | 6.895 | 0.74468 | 4716981.1321 | 0.43013 | 144.754 | 0.71368
2472 | 2026-10-07 | 41 | 10 | 24.3 | 24.391 | 19.298 | 1 | 2.05 | 9.259 | 6.892 | 0.74436 | 4716981.1321 | 0.43068 | 140.04 | 0.69044
2479 | 2026-10-14 | 42 | 10 | 24.3 | 24.391 | 19.298 | 1 | 2.05 | 9.259 | 6.879 | 0.74295 | 4716981.1321 | 0.43304 | 138.631 | 0.68349
2486 | 2026-10-21 | 43 | 10 | 24.3 | 24.391 | 19.298 | 1 | 2.05 | 9.259 | 6.892 | 0.74436 | 4716981.1321 | 0.43068 | 134.223 | 0.66176
2493 | 2026-10-28 | 44 | 10 | 24.3 | 24.391 | 19.298 | 1 | 2.05 | 9.259 | 6.878 | 0.74284 | 4716981.1321 | 0.43323 | 132.998 | 0.65572
2500 | 2026-11-04 | 45 | 11 | 24.7 | 24.7 | 19.607 | 1 | 2.05 | 9.259 | 29.98 | 1 | 4716981.1321 | 0 | 148.471 | 0.732
2507 | 2026-11-11 | 46 | 11 | 24.7 | 24.7 | 19.607 | 1 | 2.05 | 9.259 | 115.625 | 1 | 4716981.1321 | 0 | 164.388 | 0.81048
2514 | 2026-11-18 | 47 | 11 | 24.7 | 24.7 | 19.607 | 1 | 2.05 | 9.259 | 156.765 | 1 | 4716981.1321 | 0 | 180.959 | 0.89218
2521 | 2026-11-25 | 48 | 11 | 24.7 | 24.7 | 19.607 | 1 | 2.05 | 9.259 | 86.625 | 1 | 4716981.1321 | 0 | 195.101 | 0.9619
2528 | 2026-12-02 | 49 | 12 | 25.5 | 25.5 | 20.407 | 1 | 2.05 | 9.259 | 63.27 | 1 | 4716981.1321 | 0 | 202.085 | 0.99634
2535 | 2026-12-09 | 50 | 12 | 25.5 | 25.5 | 20.407 | 1 | 2.05 | 9.259 | 56.808 | 1 | 4716981.1321 | 0 | 202.085 | 0.99634
2542 | 2026-12-16 | 51 | 12 | 25.5 | 25.5 | 20.407 | 1 | 2.05 | 9.259 | 40.715 | 1 | 4716981.1321 | 0 | 202.085 | 0.99634
2549 | 2026-12-23 | 52 | 12 | 25.5 | 25.5 | 20.407 | 1 | 2.05 | 9.259 | 24.21 | 1 | 4716981.1321 | 0 | 202.085 | 0.99634
2556 | 2026-12-30 | 53 | 12 | 25.5 | 25.5 | 20.407 | 1 | 2.05 | 9.259 | 21.493 | 1 | 4716981.1321 | 0 | 202.085 | 0.99634
2563 | 2027-01-06 | 2 | 1 | 24.7 | 24.7 | 19.607 | 1 | 2.05 | 9.259 | 24.552 | 1 | 4716981.1321 | 0 | 202.117 | 0.99649
2570 | 2027-01-13 | 3 | 1 | 24.7 | 24.7 | 19.607 | 1 | 2.05 | 9.259 | 33.148 | 1 | 4716981.1321 | 0 | 202.117 | 0.99649
2577 | 2027-01-20 | 4 | 1 | 24.7 | 24.7 | 19.607 | 1 | 2.05 | 9.259 | 62.476 | 1 | 4716981.1321 | 0 | 202.117 | 0.99649
2584 | 2027-01-27 | 5 | 1 | 24.7 | 24.7 | 19.607 | 1 | 2.05 | 9.259 | 164.694 | 1 | 4716981.1321 | 0 | 202.117 | 0.99649
2591 | 2027-02-03 | 6 | 2 | 24.4 | 24.4 | 19.307 | 1 | 2.05 | 9.259 | 236.5 | 1 | 4716981.1321 | 0 | 202.126 | 0.99654
2598 | 2027-02-10 | 7 | 2 | 24.4 | 24.4 | 19.307 | 1 | 2.05 | 9.259 | 116.313 | 1 | 4716981.1321 | 0 | 202.126 | 0.99654
2605 | 2027-02-17 | 8 | 2 | 24.4 | 24.4 | 19.307 | 1 | 2.05 | 9.259 | 105.105 | 1 | 4716981.1321 | 0 | 202.126 | 0.99654
2612 | 2027-02-24 | 9 | 2 | 24.4 | 24.4 | 19.307 | 1 | 2.05 | 9.259 | 282.224 | 1 | 4716981.1321 | 0 | 202.126 | 0.99654
2619 | 2027-03-03 | 10 | 3 | 24.1 | 24.1 | 19.007 | 1 | 2.05 | 9.259 | 245.596 | 1 | 4716981.1321 | 0 | 202.13 | 0.99656
2626 | 2027-03-10 | 11 | 3 | 24.1 | 24.1 | 19.007 | 1 | 2.05 | 9.259 | 138.783 | 1 | 4716981.1321 | 0 | 202.13 | 0.99656
2633 | 2027-03-17 | 12 | 3 | 24.1 | 24.1 | 19.007 | 1 | 2.05 | 9.259 | 80.382 | 1 | 4716981.1321 | 0 | 202.13 | 0.99656
2640 | 2027-03-24 | 13 | 3 | 24.1 | 24.1 | 19.007 | 1 | 2.05 | 9.259 | 173.919 | 1 | 4716981.1321 | 0 | 202.13 | 0.99656
2647 | 2027-03-31 | 14 | 3 | 24.1 | 24.1 | 19.007 | 1 | 2.05 | 9.259 | 147.38 | 1 | 4716981.1321 | 0 | 202.13 | 0.99656
2654 | 2027-04-07 | 15 | 4 | 24.1 | 24.1 | 19.007 | 1 | 2.05 | 9.259 | 220.659 | 1 | 4716981.1321 | 0 | 202.127 | 0.99654
2661 | 2027-04-14 | 16 | 4 | 24.1 | 24.1 | 19.007 | 1 | 2.05 | 9.259 | 110.698 | 1 | 4716981.1321 | 0 | 202.127 | 0.99654
2668 | 2027-04-21 | 17 | 4 | 24.1 | 24.1 | 19.007 | 1 | 2.05 | 9.259 | 70.567 | 1 | 4716981.1321 | 0 | 202.127 | 0.99654
2675 | 2027-04-28 | 18 | 4 | 24.1 | 24.1 | 19.007 | 1 | 2.05 | 9.259 | 51.715 | 1 | 4716981.1321 | 0 | 202.127 | 0.99654
2682 | 2027-05-05 | 19 | 5 | 25.1 | 25.1 | 20.007 | 1 | 2.05 | 9.259 | 43.401 | 1 | 4716981.1321 | 0 | 202.086 | 0.99634
2689 | 2027-05-12 | 20 | 5 | 25.1 | 25.1 | 20.007 | 1 | 2.05 | 9.259 | 33.827 | 1 | 4716981.1321 | 0 | 202.086 | 0.99634
2696 | 2027-05-19 | 21 | 5 | 25.1 | 25.1 | 20.007 | 1 | 2.05 | 9.259 | 27.39 | 1 | 4716981.1321 | 0 | 202.086 | 0.99634
2703 | 2027-05-26 | 22 | 5 | 25.1 | 25.1 | 20.007 | 1 | 2.05 | 9.259 | 23.306 | 1 | 4716981.1321 | 0 | 202.086 | 0.99634
2710 | 2027-06-02 | 23 | 6 | 25.3 | 25.3 | 20.207 | 1 | 2.05 | 9.259 | 16.008 | 1 | 4716981.1321 | 0 | 202.07 | 0.99626
2717 | 2027-06-09 | 24 | 6 | 25.3 | 25.484 | 20.391 | 1 | 2.05 | 9.259 | 12.326 | 1 | 4716981.1321 | 0 | 202.177 | 0.99679
2724 | 2027-06-16 | 25 | 6 | 25.3 | 25.381 | 20.288 | 1 | 2.05 | 9.259 | 12.034 | 1 | 4716981.1321 | 0 | 202.132 | 0.99657
2731 | 2027-06-23 | 26 | 6 | 25.3 | 25.3 | 20.207 | 1 | 2.05 | 9.259 | 13.39 | 1 | 4716981.1321 | 0 | 202.07 | 0.99626
2738 | 2027-06-30 | 27 | 6 | 25.3 | 25.3 | 20.207 | 1 | 2.05 | 9.259 | 38.449 | 1 | 4716981.1321 | 0 | 202.07 | 0.99626
2745 | 2027-07-07 | 28 | 7 | 26 | 26 | 20.907 | 1 | 2.05 | 9.259 | 25.978 | 1 | 4716981.1321 | 0 | 202.05 | 0.99616
2752 | 2027-07-14 | 29 | 7 | 26 | 26 | 20.907 | 1 | 2.05 | 9.259 | 31.573 | 1 | 4716981.1321 | 0 | 202.05 | 0.99616
2759 | 2027-07-21 | 30 | 7 | 26 | 26 | 20.907 | 1 | 2.05 | 9.259 | 13.152 | 1 | 4716981.1321 | 0 | 202.05 | 0.99616
2766 | 2027-07-28 | 31 | 7 | 26 | 26.091 | 20.998 | 1 | 2.05 | 9.259 | 10.268 | 1 | 4716981.1321 | 0 | 202.124 | 0.99653
2773 | 2027-08-04 | 32 | 8 | 26.4 | 26.491 | 21.398 | 1 | 2.05 | 9.259 | 9.168 | 0.99017 | 4716981.1321 | 0.016558 | 199.591 | 0.98404
2780 | 2027-08-11 | 33 | 8 | 26.4 | 26.521 | 21.428 | 1 | 2.05 | 9.259 | 9.172 | 0.9906 | 4716981.1321 | 0.01583 | 200.843 | 0.99021
2787 | 2027-08-18 | 34 | 8 | 26.4 | 26.4 | 21.307 | 1 | 2.05 | 9.259 | 40.007 | 1 | 4716981.1321 | 0 | 202.043 | 0.99613
2794 | 2027-08-25 | 35 | 8 | 26.4 | 26.4 | 21.307 | 1 | 2.05 | 9.259 | 24.211 | 1 | 4716981.1321 | 0 | 202.043 | 0.99613
2801 | 2027-09-01 | 36 | 9 | 25 | 25.092 | 19.999 | 1 | 2.05 | 9.259 | 11.104 | 1 | 4716981.1321 | 0 | 202.165 | 0.99673
2808 | 2027-09-08 | 37 | 9 | 25 | 25 | 19.907 | 1 | 2.05 | 9.259 | 18.837 | 1 | 4716981.1321 | 0 | 202.09 | 0.99636
2815 | 2027-09-15 | 38 | 9 | 25 | 25 | 19.907 | 1 | 2.05 | 9.259 | 184.335 | 1 | 4716981.1321 | 0 | 202.09 | 0.99636
2822 | 2027-09-22 | 39 | 9 | 25 | 25 | 19.907 | 1 | 2.05 | 9.259 | 193.798 | 1 | 4716981.1321 | 0 | 202.09 | 0.99636
2829 | 2027-09-29 | 40 | 9 | 25 | 25 | 19.907 | 1 | 2.05 | 9.259 | 160.116 | 1 | 4716981.1321 | 0 | 202.09 | 0.99636
2836 | 2027-10-06 | 41 | 10 | 24.3 | 24.3 | 19.207 | 1 | 2.05 | 9.259 | 77.45 | 1 | 4716981.1321 | 0 | 202.121 | 0.99651
2843 | 2027-10-13 | 42 | 10 | 24.3 | 24.3 | 19.207 | 1 | 2.05 | 9.259 | 51.091 | 1 | 4716981.1321 | 0 | 202.121 | 0.99651
2850 | 2027-10-20 | 43 | 10 | 24.3 | 24.3 | 19.207 | 1 | 2.05 | 9.259 | 60.128 | 1 | 4716981.1321 | 0 | 202.121 | 0.99651
2857 | 2027-10-27 | 44 | 10 | 24.3 | 24.3 | 19.207 | 1 | 2.05 | 9.259 | 101.637 | 1 | 4716981.1321 | 0 | 202.121 | 0.99651
2864 | 2027-11-03 | 45 | 11 | 24.7 | 24.7 | 19.607 | 1 | 2.05 | 9.259 | 119.01 | 1 | 4716981.1321 | 0 | 202.124 | 0.99653
2871 | 2027-11-10 | 46 | 11 | 24.7 | 24.7 | 19.607 | 1 | 2.05 | 9.259 | 58.286 | 1 | 4716981.1321 | 0 | 202.124 | 0.99653
2878 | 2027-11-17 | 47 | 11 | 24.7 | 24.7 | 19.607 | 1 | 2.05 | 9.259 | 108.704 | 1 | 4716981.1321 | 0 | 202.124 | 0.99653
2885 | 2027-11-24 | 48 | 11 | 24.7 | 24.7 | 19.607 | 1 | 2.05 | 9.259 | 162.501 | 1 | 4716981.1321 | 0 | 202.124 | 0.99653
2892 | 2027-12-01 | 49 | 12 | 25.5 | 25.5 | 20.407 | 1 | 2.05 | 9.259 | 219.427 | 1 | 4716981.1321 | 0 | 202.085 | 0.99634
2899 | 2027-12-08 | 50 | 12 | 25.5 | 25.5 | 20.407 | 1 | 2.05 | 9.259 | 85.578 | 1 | 4716981.1321 | 0 | 202.085 | 0.99634
2906 | 2027-12-15 | 51 | 12 | 25.5 | 25.5 | 20.407 | 1 | 2.05 | 9.259 | 93.514 | 1 | 4716981.1321 | 0 | 202.085 | 0.99634
2913 | 2027-12-22 | 52 | 12 | 25.5 | 25.5 | 20.407 | 1 | 2.05 | 9.259 | 333.015 | 1 | 4716981.1321 | 0 | 202.085 | 0.99634
2920 | 2027-12-29 | 53 | 12 | 25.5 | 25.5 | 20.407 | 1 | 2.05 | 9.259 | 292.445 | 1 | 4716981.1321 | 0 | 202.085 | 0.99634
2927 | 2028-01-05 | 2 | 1 | 24.7 | 24.7 | 19.607 | 1 | 2.05 | 9.259 | 414.491 | 1 | 4716981.1321 | 0 | 202.117 | 0.99649
2934 | 2028-01-12 | 3 | 1 | 24.7 | 24.7 | 19.607 | 1 | 2.05 | 9.259 | 249.683 | 1 | 4716981.1321 | 0 | 202.117 | 0.99649
2941 | 2028-01-19 | 4 | 1 | 24.7 | 24.7 | 19.607 | 1 | 2.05 | 9.259 | 237.113 | 1 | 4716981.1321 | 0 | 202.117 | 0.99649
2948 | 2028-01-26 | 5 | 1 | 24.7 | 24.7 | 19.607 | 1 | 2.05 | 9.259 | 277.253 | 1 | 4716981.1321 | 0 | 202.117 | 0.99649
2955 | 2028-02-02 | 6 | 2 | 24.4 | 24.4 | 19.307 | 1 | 2.05 | 9.259 | 279.219 | 1 | 4716981.1321 | 0 | 202.126 | 0.99654
2962 | 2028-02-09 | 7 | 2 | 24.4 | 24.4 | 19.307 | 1 | 2.05 | 9.259 | 243.514 | 1 | 4716981.1321 | 0 | 202.126 | 0.99654
2969 | 2028-02-16 | 8 | 2 | 24.4 | 24.4 | 19.307 | 1 | 2.05 | 9.259 | 234.514 | 1 | 4716981.1321 | 0 | 202.126 | 0.99654
2976 | 2028-02-23 | 9 | 2 | 24.4 | 24.4 | 19.307 | 1 | 2.05 | 9.259 | 151.53 | 1 | 4716981.1321 | 0 | 202.126 | 0.99654
2983 | 2028-03-01 | 10 | 3 | 24.1 | 24.1 | 19.007 | 1 | 2.05 | 9.259 | 139.429 | 1 | 4716981.1321 | 0 | 202.13 | 0.99656
2990 | 2028-03-08 | 11 | 3 | 24.1 | 24.1 | 19.007 | 1 | 2.05 | 9.259 | 116.299 | 1 | 4716981.1321 | 0 | 202.13 | 0.99656
2997 | 2028-03-15 | 12 | 3 | 24.1 | 24.1 | 19.007 | 1 | 2.05 | 9.259 | 92.07 | 1 | 4716981.1321 | 0 | 202.13 | 0.99656
3004 | 2028-03-22 | 13 | 3 | 24.1 | 24.1 | 19.007 | 1 | 2.05 | 9.259 | 92.596 | 1 | 4716981.1321 | 0 | 202.13 | 0.99656
3011 | 2028-03-29 | 14 | 3 | 24.1 | 24.1 | 19.007 | 1 | 2.05 | 9.259 | 159.048 | 1 | 4716981.1321 | 0 | 202.13 | 0.99656
3018 | 2028-04-05 | 15 | 4 | 24.1 | 24.1 | 19.007 | 1 | 2.05 | 9.259 | 118.057 | 1 | 4716981.1321 | 0 | 202.127 | 0.99654
3025 | 2028-04-12 | 16 | 4 | 24.1 | 24.1 | 19.007 | 1 | 2.05 | 9.259 | 129.465 | 1 | 4716981.1321 | 0 | 202.127 | 0.99654
3032 | 2028-04-19 | 17 | 4 | 24.1 | 24.1 | 19.007 | 1 | 2.05 | 9.259 | 86.118 | 1 | 4716981.1321 | 0 | 202.127 | 0.99654
3039 | 2028-04-26 | 18 | 4 | 24.1 | 24.1 | 19.007 | 1 | 2.05 | 9.259 | 61.157 | 1 | 4716981.1321 | 0 | 202.127 | 0.99654
3046 | 2028-05-03 | 19 | 5 | 25.1 | 25.1 | 20.007 | 1 | 2.05 | 9.259 | 49.849 | 1 | 4716981.1321 | 0 | 202.086 | 0.99634
3053 | 2028-05-10 | 20 | 5 | 25.1 | 25.1 | 20.007 | 1 | 2.05 | 9.259 | 40.709 | 1 | 4716981.1321 | 0 | 202.086 | 0.99634
3060 | 2028-05-17 | 21 | 5 | 25.1 | 25.1 | 20.007 | 1 | 2.05 | 9.259 | 54.524 | 1 | 4716981.1321 | 0 | 202.086 | 0.99634
3067 | 2028-05-24 | 22 | 5 | 25.1 | 25.1 | 20.007 | 1 | 2.05 | 9.259 | 36.631 | 1 | 4716981.1321 | 0 | 202.086 | 0.99634
3074 | 2028-05-31 | 23 | 5 | 25.1 | 25.3 | 20.207 | 1 | 2.05 | 9.259 | 25.924 | 1 | 4716981.1321 | 0 | 202.07 | 0.99626
3081 | 2028-06-07 | 24 | 6 | 25.3 | 25.3 | 20.207 | 1 | 2.05 | 9.259 | 29.253 | 1 | 4716981.1321 | 0 | 202.07 | 0.99626
3088 | 2028-06-14 | 25 | 6 | 25.3 | 25.3 | 20.207 | 1 | 2.05 | 9.259 | 28.609 | 1 | 4716981.1321 | 0 | 202.07 | 0.99626
3095 | 2028-06-21 | 26 | 6 | 25.3 | 25.3 | 20.207 | 1 | 2.05 | 9.259 | 16.664 | 1 | 4716981.1321 | 0 | 202.07 | 0.99626
3102 | 2028-06-28 | 27 | 6 | 25.3 | 25.3 | 20.207 | 1 | 2.05 | 9.259 | 12.573 | 1 | 4716981.1321 | 0 | 202.07 | 0.99626
3109 | 2028-07-05 | 28 | 7 | 26 | 26.117 | 21.024 | 1 | 2.05 | 9.259 | 11.427 | 1 | 4716981.1321 | 0 | 202.128 | 0.99655
3116 | 2028-07-12 | 29 | 7 | 26 | 26.091 | 20.998 | 1 | 2.05 | 9.259 | 9.195 | 0.99309 | 4716981.1321 | 0.011645 | 198.122 | 0.9768
3123 | 2028-07-19 | 30 | 7 | 26 | 26.091 | 20.998 | 1 | 2.05 | 9.259 | 9.193 | 0.99287 | 4716981.1321 | 0.012009 | 194.434 | 0.95862
3130 | 2028-07-26 | 31 | 7 | 26 | 26.091 | 20.998 | 1 | 2.05 | 9.259 | 9.186 | 0.99212 | 4716981.1321 | 0.013282 | 192.79 | 0.95051
3137 | 2028-08-02 | 32 | 8 | 26.4 | 26.4 | 21.307 | 1 | 2.05 | 9.259 | 9.164 | 0.98974 | 4716981.1321 | 0.017285 | 195.827 | 0.96548
3144 | 2028-08-09 | 33 | 8 | 26.4 | 26.491 | 21.398 | 1 | 2.05 | 9.259 | 9.194 | 0.99298 | 4716981.1321 | 0.011827 | 191.874 | 0.94599
3151 | 2028-08-16 | 34 | 8 | 26.4 | 26.491 | 21.398 | 1 | 2.05 | 9.259 | 9.197 | 0.9933 | 4716981.1321 | 0.011281 | 187.245 | 0.92317
3158 | 2028-08-23 | 35 | 8 | 26.4 | 26.491 | 21.398 | 1 | 2.05 | 9.259 | 9.194 | 0.99298 | 4716981.1321 | 0.011827 | 183.461 | 0.90452
3165 | 2028-08-30 | 36 | 8 | 26.4 | 26.491 | 21.398 | 1 | 2.05 | 9.259 | 9.199 | 0.99352 | 4716981.1321 | 0.010917 | 178.239 | 0.87877
3172 | 2028-09-06 | 37 | 9 | 25 | 25.091 | 19.998 | 1 | 2.05 | 9.259 | 9.204 | 0.99406 | 4716981.1321 | 0.010007 | 172.505 | 0.8505
3179 | 2028-09-13 | 38 | 9 | 25 | 25.091 | 19.998 | 1 | 2.05 | 9.259 | 6.898 | 0.745 | 4716981.1321 | 0.42959 | 166.039 | 0.81862
3186 | 2028-09-20 | 39 | 9 | 25 | 25.091 | 19.998 | 1 | 2.05 | 9.259 | 6.898 | 0.745 | 4716981.1321 | 0.42959 | 159.529 | 0.78652
3193 | 2028-09-27 | 40 | 9 | 25 | 25.091 | 19.998 | 1 | 2.05 | 9.259 | 6.895 | 0.74468 | 4716981.1321 | 0.43013 | 153.765 | 0.75811
3200 | 2028-10-04 | 41 | 10 | 24.3 | 24.391 | 19.298 | 1 | 2.05 | 9.259 | 6.899 | 0.74511 | 4716981.1321 | 0.4294 | 147.499 | 0.72721
3207 | 2028-10-11 | 42 | 10 | 24.3 | 24.391 | 19.298 | 1 | 2.05 | 9.259 | 6.88 | 0.74306 | 4716981.1321 | 0.43286 | 145.713 | 0.71841
3214 | 2028-10-18 | 43 | 10 | 24.3 | 24.3 | 19.207 | 1 | 2.05 | 9.259 | 9.136 | 0.98672 | 4716981.1321 | 0.02238 | 156.06 | 0.76942
3221 | 2028-10-25 | 44 | 10 | 24.3 | 24.3 | 19.207 | 1 | 2.05 | 9.259 | 40.666 | 1 | 4716981.1321 | 0 | 168.683 | 0.83166
3228 | 2028-11-01 | 45 | 11 | 24.7 | 24.7 | 19.607 | 1 | 2.05 | 9.259 | 9.164 | 0.98974 | 4716981.1321 | 0.017285 | 172.346 | 0.84972
3235 | 2028-11-08 | 46 | 11 | 24.7 | 24.7 | 19.607 | 1 | 2.05 | 9.259 | 9.171 | 0.9905 | 4716981.1321 | 0.016012 | 174.547 | 0.86057
3242 | 2028-11-15 | 47 | 11 | 24.7 | 24.7 | 19.607 | 1 | 2.05 | 9.259 | 40.109 | 1 | 4716981.1321 | 0 | 187.523 | 0.92454
3249 | 2028-11-22 | 48 | 11 | 24.7 | 24.7 | 19.607 | 1 | 2.05 | 9.259 | 77.955 | 1 | 4716981.1321 | 0 | 200.757 | 0.98979
3256 | 2028-11-29 | 49 | 11 | 24.7 | 24.7 | 19.607 | 1 | 2.05 | 9.259 | 40.426 | 1 | 4716981.1321 | 0 | 202.124 | 0.99653
3263 | 2028-12-06 | 50 | 12 | 25.5 | 25.5 | 20.407 | 1 | 2.05 | 9.259 | 25.738 | 1 | 4716981.1321 | 0 | 202.085 | 0.99634
3270 | 2028-12-13 | 51 | 12 | 25.5 | 25.5 | 20.407 | 1 | 2.05 | 9.259 | 36.966 | 1 | 4716981.1321 | 0 | 202.085 | 0.99634
3277 | 2028-12-20 | 52 | 12 | 25.5 | 25.5 | 20.407 | 1 | 2.05 | 9.259 | 50.15 | 1 | 4716981.1321 | 0 | 202.085 | 0.99634
3284 | 2028-12-27 | 53 | 12 | 25.5 | 25.5 | 20.407 | 1 | 2.05 | 9.259 | 174.025 | 1 | 4716981.1321 | 0 | 202.085 | 0.99634
3291 | 2029-01-03 | 1 | 1 | 24.7 | 24.7 | 19.607 | 1 | 2.05 | 9.259 | 93.494 | 1 | 4716981.1321 | 0 | 202.117 | 0.99649
3298 | 2029-01-10 | 2 | 1 | 24.7 | 24.7 | 19.607 | 1 | 2.05 | 9.259 | 71.6 | 1 | 4716981.1321 | 0 | 202.117 | 0.99649
3305 | 2029-01-17 | 3 | 1 | 24.7 | 24.7 | 19.607 | 1 | 2.05 | 9.259 | 45.368 | 1 | 4716981.1321 | 0 | 202.117 | 0.99649
3312 | 2029-01-24 | 4 | 1 | 24.7 | 24.7 | 19.607 | 1 | 2.05 | 9.259 | 40.519 | 1 | 4716981.1321 | 0 | 202.117 | 0.99649
3319 | 2029-01-31 | 5 | 1 | 24.7 | 24.7 | 19.607 | 1 | 2.05 | 9.259 | 127.013 | 1 | 4716981.1321 | 0 | 202.117 | 0.99649
3326 | 2029-02-07 | 6 | 2 | 24.4 | 24.4 | 19.307 | 1 | 2.05 | 9.259 | 72.689 | 1 | 4716981.1321 | 0 | 202.126 | 0.99654
3333 | 2029-02-14 | 7 | 2 | 24.4 | 24.4 | 19.307 | 1 | 2.05 | 9.259 | 30.537 | 1 | 4716981.1321 | 0 | 202.126 | 0.99654
3340 | 2029-02-21 | 8 | 2 | 24.4 | 24.4 | 19.307 | 1 | 2.05 | 9.259 | 33.369 | 1 | 4716981.1321 | 0 | 202.126 | 0.99654
3347 | 2029-02-28 | 9 | 2 | 24.4 | 24.4 | 19.307 | 1 | 2.05 | 9.259 | 22.565 | 1 | 4716981.1321 | 0 | 202.126 | 0.99654
3354 | 2029-03-07 | 10 | 3 | 24.1 | 24.1 | 19.007 | 1 | 2.05 | 9.259 | 21.44 | 1 | 4716981.1321 | 0 | 202.13 | 0.99656
3361 | 2029-03-14 | 11 | 3 | 24.1 | 24.1 | 19.007 | 1 | 2.05 | 9.259 | 18.402 | 1 | 4716981.1321 | 0 | 202.13 | 0.99656
3368 | 2029-03-21 | 12 | 3 | 24.1 | 24.1 | 19.007 | 1 | 2.05 | 9.259 | 17.725 | 1 | 4716981.1321 | 0 | 202.13 | 0.99656
3375 | 2029-03-28 | 13 | 3 | 24.1 | 24.1 | 19.007 | 1 | 2.05 | 9.259 | 15.02 | 1 | 4716981.1321 | 0 | 202.13 | 0.99656
3382 | 2029-04-04 | 14 | 4 | 24.1 | 24.1 | 19.007 | 1 | 2.05 | 9.259 | 13.116 | 1 | 4716981.1321 | 0 | 202.127 | 0.99654
3389 | 2029-04-11 | 15 | 4 | 24.1 | 24.191 | 19.098 | 1 | 2.05 | 9.259 | 12.531 | 1 | 4716981.1321 | 0 | 202.202 | 0.99691
3396 | 2029-04-18 | 16 | 4 | 24.1 | 24.191 | 19.098 | 1 | 2.05 | 9.259 | 9.882 | 1 | 4716981.1321 | 0 | 202.202 | 0.99691
3403 | 2029-04-25 | 17 | 4 | 24.1 | 24.191 | 19.098 | 1 | 2.05 | 9.259 | 11.075 | 1 | 4716981.1321 | 0 | 202.202 | 0.99691
3410 | 2029-05-02 | 18 | 5 | 25.1 | 25.1 | 20.007 | 1 | 2.05 | 9.259 | 20.354 | 1 | 4716981.1321 | 0 | 202.086 | 0.99634
3417 | 2029-05-09 | 19 | 5 | 25.1 | 25.1 | 20.007 | 1 | 2.05 | 9.259 | 12.787 | 1 | 4716981.1321 | 0 | 202.086 | 0.99634
3424 | 2029-05-16 | 20 | 5 | 25.1 | 25.191 | 20.098 | 1 | 2.05 | 9.259 | 9.183 | 0.99179 | 4716981.1321 | 0.013828 | 199.461 | 0.9834
3431 | 2029-05-23 | 21 | 5 | 25.1 | 25.191 | 20.098 | 1 | 2.05 | 9.259 | 7.355 | 0.79436 | 4716981.1321 | 0.34643 | 196.822 | 0.97039
3438 | 2029-05-30 | 22 | 5 | 25.1 | 25.191 | 20.098 | 1 | 2.05 | 9.259 | 6.891 | 0.74425 | 4716981.1321 | 0.43086 | 191.947 | 0.94635
3445 | 2029-06-06 | 23 | 6 | 25.3 | 25.391 | 20.298 | 1 | 2.05 | 9.259 | 6.881 | 0.74317 | 4716981.1321 | 0.43268 | 188.939 | 0.93152
3452 | 2029-06-13 | 24 | 6 | 25.3 | 24.911 | 19.818 | 0.98462 | 2.131 | 9.259 | 5.525 | 0.59672 | 4716981.1321 | 0.6794 | 184.401 | 0.90915
3459 | 2029-06-20 | 25 | 6 | 25.3 | 24.911 | 19.818 | 0.98462 | 2.131 | 9.259 | 4.593 | 0.49606 | 4716981.1321 | 0.84898 | 177.693 | 0.87608
3466 | 2029-06-27 | 26 | 6 | 25.3 | 24.911 | 19.818 | 0.98462 | 2.131 | 9.259 | 4.6 | 0.49681 | 4716981.1321 | 0.84771 | 169.469 | 0.83553
3473 | 2029-07-04 | 27 | 7 | 26 | 25.597 | 20.504 | 0.9845 | 2.1316 | 9.259 | 4.586 | 0.4953 | 4716981.1321 | 0.85026 | 164.275 | 0.80992
3480 | 2029-07-11 | 28 | 7 | 26 | 25.597 | 20.504 | 0.9845 | 2.1316 | 9.259 | 4.597 | 0.49649 | 4716981.1321 | 0.84826 | 156.283 | 0.77052
3487 | 2029-07-18 | 29 | 7 | 26 | 24.194 | 19.101 | 0.93054 | 2.4542 | 9.259 | 4.597 | 0.49649 | 4716981.1321 | 0.84826 | 147.775 | 0.72857
3494 | 2029-07-25 | 30 | 7 | 26 | 24.193 | 19.1 | 0.9305 | 2.4545 | 9.259 | 4.602 | 0.49703 | 4716981.1321 | 0.84735 | 139.536 | 0.68795
3501 | 2029-08-01 | 31 | 8 | 26.4 | 23.496 | 18.403 | 0.89 | 2.7433 | 9.259 | 3.43 | 0.37045 | 4716981.1321 | 1.0606 | 134.278 | 0.66203
3508 | 2029-08-08 | 32 | 8 | 26.4 | 23.734 | 18.641 | 0.89902 | 2.6751 | 9.259 | 3.429 | 0.37034 | 4716981.1321 | 1.0608 | 129.965 | 0.64076
3515 | 2029-08-15 | 33 | 8 | 26.4 | 23.734 | 18.641 | 0.89902 | 2.6751 | 9.259 | 3.439 | 0.37142 | 4716981.1321 | 1.059 | 123.811 | 0.61042
3522 | 2029-08-22 | 34 | 8 | 26.4 | 23.733 | 18.64 | 0.89898 | 2.6754 | 9.259 | 3.444 | 0.37196 | 4716981.1321 | 1.058 | 116.866 | 0.57618
3529 | 2029-08-29 | 35 | 8 | 26.4 | 23.733 | 18.64 | 0.89898 | 2.6754 | 9.259 | 3.449 | 0.3725 | 4716981.1321 | 1.0571 | 109.008 | 0.53744
3536 | 2029-09-05 | 36 | 9 | 25 | 23.625 | 18.532 | 0.945 | 2.3614 | 9.259 | 3.452 | 0.37283 | 4716981.1321 | 1.0566 | 100.298 | 0.4945
3543 | 2029-09-12 | 37 | 9 | 25 | 23.625 | 18.532 | 0.945 | 2.3614 | 9.259 | 3.44 | 0.37153 | 4716981.1321 | 1.0588 | 91.261 | 0.44994
3550 | 2029-09-19 | 38 | 9 | 25 | 23.625 | 18.532 | 0.945 | 2.3614 | 9.259 | 3.451 | 0.37272 | 4716981.1321 | 1.0568 | 82.552 | 0.407
3557 | 2029-09-26 | 39 | 9 | 25 | 23.625 | 18.532 | 0.945 | 2.3614 | 9.259 | 3.45 | 0.37261 | 4716981.1321 | 1.057 | 74.02 | 0.36494
3564 | 2029-10-03 | 40 | 10 | 24.3 | 23.109 | 18.016 | 0.95099 | 2.3244 | 9.259 | 3.435 | 0.37099 | 4716981.1321 | 1.0597 | 69.597 | 0.34313
3571 | 2029-10-10 | 41 | 10 | 24.3 | 23.097 | 18.004 | 0.95049 | 2.3275 | 9.259 | 3.593 | 0.38805 | 4716981.1321 | 1.0309 | 64.538 | 0.31819
3578 | 2029-10-17 | 42 | 10 | 24.3 | 19.926 | 14.833 | 0.82 | 3.3668 | 9.259 | 3.43 | 0.37045 | 4716981.1321 | 1.0606 | 61.035 | 0.30092
3585 | 2029-10-24 | 43 | 10 | 24.3 | 23.109 | 18.016 | 0.95099 | 2.3244 | 9.259 | 3.416 | 0.36894 | 4716981.1321 | 1.0631 | 61.082 | 0.30115
3592 | 2029-10-31 | 44 | 10 | 24.3 | 23.109 | 18.016 | 0.95099 | 2.3244 | 9.259 | 3.434 | 0.37088 | 4716981.1321 | 1.0599 | 56.742 | 0.27975
3599 | 2029-11-07 | 45 | 11 | 24.7 | 23.662 | 18.569 | 0.95798 | 2.2823 | 9.259 | 3.4 | 0.36721 | 4716981.1321 | 1.0661 | 60.504 | 0.2983
3606 | 2029-11-14 | 46 | 11 | 24.7 | 24.156 | 19.063 | 0.97798 | 2.1674 | 9.259 | 18.431 | 1 | 4716981.1321 | 0 | 75.273 | 0.37112
3613 | 2029-11-21 | 47 | 11 | 24.7 | 24.414 | 19.321 | 0.98842 | 2.1106 | 9.259 | 78.41 | 1 | 4716981.1321 | 0 | 89.51 | 0.44131
3620 | 2029-11-28 | 48 | 11 | 24.7 | 24.428 | 19.335 | 0.98899 | 2.1075 | 9.259 | 220.466 | 1 | 4716981.1321 | 0 | 108.032 | 0.53263
3627 | 2029-12-05 | 49 | 12 | 25.5 | 25.5 | 20.407 | 1 | 2.05 | 9.259 | 354.539 | 1 | 4716981.1321 | 0 | 125.598 | 0.61923
3634 | 2029-12-12 | 50 | 12 | 25.5 | 25.5 | 20.407 | 1 | 2.05 | 9.259 | 403.539 | 1 | 4716981.1321 | 0 | 141.028 | 0.69531
3641 | 2029-12-19 | 51 | 12 | 25.5 | 25.5 | 20.407 | 1 | 2.05 | 9.259 | 190.249 | 1 | 4716981.1321 | 0 | 158.597 | 0.78193
3648 | 2029-12-26 | 52 | 12 | 25.5 | 25.5 | 20.407 | 1 | 2.05 | 9.259 | 263.249 | 1 | 4716981.1321 | 0 | 176.168 | 0.86856
3655 | 2030-01-02 | 1 | 1 | 24.7 | 24.7 | 19.607 | 1 | 2.05 | 9.259 | 226.765 | 1 | 4716981.1321 | 0 | 194.342 | 0.95816
3662 | 2030-01-09 | 2 | 1 | 24.7 | 24.7 | 19.607 | 1 | 2.05 | 9.259 | 253.564 | 1 | 4716981.1321 | 0 | 202.117 | 0.99649
3669 | 2030-01-16 | 3 | 1 | 24.7 | 24.7 | 19.607 | 1 | 2.05 | 9.259 | 237.005 | 1 | 4716981.1321 | 0 | 202.117 | 0.99649
3676 | 2030-01-23 | 4 | 1 | 24.7 | 24.7 | 19.607 | 1 | 2.05 | 9.259 | 205.564 | 1 | 4716981.1321 | 0 | 202.117 | 0.99649
3683 | 2030-01-30 | 5 | 1 | 24.7 | 24.7 | 19.607 | 1 | 2.05 | 9.259 | 248.699 | 1 | 4716981.1321 | 0 | 202.117 | 0.99649
3690 | 2030-02-06 | 6 | 2 | 24.4 | 24.4 | 19.307 | 1 | 2.05 | 9.259 | 156.575 | 1 | 4716981.1321 | 0 | 202.126 | 0.99654
3697 | 2030-02-13 | 7 | 2 | 24.4 | 24.4 | 19.307 | 1 | 2.05 | 9.259 | 101.826 | 1 | 4716981.1321 | 0 | 202.126 | 0.99654
3704 | 2030-02-20 | 8 | 2 | 24.4 | 24.4 | 19.307 | 1 | 2.05 | 9.259 | 84.726 | 1 | 4716981.1321 | 0 | 202.126 | 0.99654
3711 | 2030-02-27 | 9 | 2 | 24.4 | 24.4 | 19.307 | 1 | 2.05 | 9.259 | 71.634 | 1 | 4716981.1321 | 0 | 202.126 | 0.99654
3718 | 2030-03-06 | 10 | 3 | 24.1 | 24.1 | 19.007 | 1 | 2.05 | 9.259 | 68.208 | 1 | 4716981.1321 | 0 | 202.13 | 0.99656
3725 | 2030-03-13 | 11 | 3 | 24.1 | 24.1 | 19.007 | 1 | 2.05 | 9.259 | 117.524 | 1 | 4716981.1321 | 0 | 202.13 | 0.99656
3732 | 2030-03-20 | 12 | 3 | 24.1 | 24.1 | 19.007 | 1 | 2.05 | 9.259 | 72.209 | 1 | 4716981.1321 | 0 | 202.13 | 0.99656
3739 | 2030-03-27 | 13 | 3 | 24.1 | 24.1 | 19.007 | 1 | 2.05 | 9.259 | 49.905 | 1 | 4716981.1321 | 0 | 202.13 | 0.99656
3746 | 2030-04-03 | 14 | 4 | 24.1 | 24.1 | 19.007 | 1 | 2.05 | 9.259 | 74.953 | 1 | 4716981.1321 | 0 | 202.127 | 0.99654
3753 | 2030-04-10 | 15 | 4 | 24.1 | 24.1 | 19.007 | 1 | 2.05 | 9.259 | 54.334 | 1 | 4716981.1321 | 0 | 202.127 | 0.99654
3760 | 2030-04-17 | 16 | 4 | 24.1 | 24.1 | 19.007 | 1 | 2.05 | 9.259 | 68.092 | 1 | 4716981.1321 | 0 | 202.127 | 0.99654
3767 | 2030-04-24 | 17 | 4 | 24.1 | 24.1 | 19.007 | 1 | 2.05 | 9.259 | 66.471 | 1 | 4716981.1321 | 0 | 202.127 | 0.99654
3774 | 2030-05-01 | 18 | 5 | 25.1 | 25.1 | 20.007 | 1 | 2.05 | 9.259 | 38.627 | 1 | 4716981.1321 | 0 | 202.086 | 0.99634
3781 | 2030-05-08 | 19 | 5 | 25.1 | 25.1 | 20.007 | 1 | 2.05 | 9.259 | 44.559 | 1 | 4716981.1321 | 0 | 202.086 | 0.99634
3788 | 2030-05-15 | 20 | 5 | 25.1 | 25.1 | 20.007 | 1 | 2.05 | 9.259 | 29.823 | 1 | 4716981.1321 | 0 | 202.086 | 0.99634
3795 | 2030-05-22 | 21 | 5 | 25.1 | 25.1 | 20.007 | 1 | 2.05 | 9.259 | 30.368 | 1 | 4716981.1321 | 0 | 202.086 | 0.99634
3802 | 2030-05-29 | 22 | 5 | 25.1 | 25.1 | 20.007 | 1 | 2.05 | 9.259 | 25.005 | 1 | 4716981.1321 | 0 | 202.086 | 0.99634
3809 | 2030-06-05 | 23 | 6 | 25.3 | 25.3 | 20.207 | 1 | 2.05 | 9.259 | 14.561 | 1 | 4716981.1321 | 0 | 202.07 | 0.99626
3816 | 2030-06-12 | 24 | 6 | 25.3 | 25.3 | 20.207 | 1 | 2.05 | 9.259 | 11.692 | 1 | 4716981.1321 | 0 | 202.07 | 0.99626
3823 | 2030-06-19 | 25 | 6 | 25.3 | 25.3 | 20.207 | 1 | 2.05 | 9.259 | 11.736 | 1 | 4716981.1321 | 0 | 202.07 | 0.99626
3830 | 2030-06-26 | 26 | 6 | 25.3 | 25.391 | 20.298 | 1 | 2.05 | 9.259 | 9.183 | 0.99179 | 4716981.1321 | 0.013828 | 199.805 | 0.9851
3837 | 2030-07-03 | 27 | 7 | 26 | 26.091 | 20.998 | 1 | 2.05 | 9.259 | 7.4 | 0.79922 | 4716981.1321 | 0.33825 | 195.68 | 0.96476
3844 | 2030-07-10 | 28 | 7 | 26 | 26.091 | 20.998 | 1 | 2.05 | 9.259 | 6.89 | 0.74414 | 4716981.1321 | 0.43104 | 190.623 | 0.93983
3851 | 2030-07-17 | 29 | 7 | 26 | 26.091 | 20.998 | 1 | 2.05 | 9.259 | 6.872 | 0.7422 | 4716981.1321 | 0.43432 | 189.831 | 0.93592
3858 | 2030-07-24 | 30 | 7 | 26 | 26.091 | 20.998 | 1 | 2.05 | 9.259 | 9.1 | 0.98283 | 4716981.1321 | 0.02893 | 188.501 | 0.92936
3865 | 2030-07-31 | 31 | 7 | 26 | 26.091 | 20.998 | 1 | 2.05 | 9.259 | 9.182 | 0.99168 | 4716981.1321 | 0.01401 | 187.538 | 0.92462
3872 | 2030-08-07 | 32 | 8 | 26.4 | 26.491 | 21.398 | 1 | 2.05 | 9.259 | 9.182 | 0.99168 | 4716981.1321 | 0.01401 | 186.494 | 0.91947
3879 | 2030-08-14 | 33 | 8 | 26.4 | 26.491 | 21.398 | 1 | 2.05 | 9.259 | 9.203 | 0.99395 | 4716981.1321 | 0.010189 | 180.338 | 0.88912
3886 | 2030-08-21 | 34 | 8 | 26.4 | 26.491 | 21.398 | 1 | 2.05 | 9.259 | 8.53 | 0.92127 | 4716981.1321 | 0.13264 | 176.351 | 0.86946
3893 | 2030-08-28 | 35 | 8 | 26.4 | 26.491 | 21.398 | 1 | 2.05 | 9.259 | 6.887 | 0.74382 | 4716981.1321 | 0.43159 | 171.847 | 0.84725
3900 | 2030-09-04 | 36 | 9 | 25 | 25.091 | 19.998 | 1 | 2.05 | 9.259 | 6.889 | 0.74403 | 4716981.1321 | 0.43122 | 167.351 | 0.82509
3907 | 2030-09-11 | 37 | 9 | 25 | 25.091 | 19.998 | 1 | 2.05 | 9.259 | 6.882 | 0.74328 | 4716981.1321 | 0.4325 | 164.605 | 0.81155
3914 | 2030-09-18 | 38 | 9 | 25 | 25 | 19.907 | 1 | 2.05 | 9.259 | 9.171 | 0.9905 | 4716981.1321 | 0.016012 | 166.21 | 0.81946
3921 | 2030-09-25 | 39 | 9 | 25 | 25.091 | 19.998 | 1 | 2.05 | 9.259 | 9.179 | 0.99136 | 4716981.1321 | 0.014556 | 166.52 | 0.82099
3928 | 2030-10-02 | 40 | 10 | 24.3 | 24.391 | 19.298 | 1 | 2.05 | 9.259 | 9.178 | 0.99125 | 4716981.1321 | 0.014738 | 167.243 | 0.82456
3935 | 2030-10-09 | 41 | 10 | 24.3 | 24.391 | 19.298 | 1 | 2.05 | 9.259 | 9.183 | 0.99179 | 4716981.1321 | 0.013828 | 166.75 | 0.82213
3942 | 2030-10-16 | 42 | 10 | 24.3 | 24.391 | 19.298 | 1 | 2.05 | 9.259 | 9.182 | 0.99168 | 4716981.1321 | 0.01401 | 166.291 | 0.81986
3949 | 2030-10-23 | 43 | 10 | 24.3 | 24.391 | 19.298 | 1 | 2.05 | 9.259 | 9.183 | 0.99179 | 4716981.1321 | 0.013828 | 165.756 | 0.81722
3956 | 2030-10-30 | 44 | 10 | 24.3 | 24.3 | 19.207 | 1 | 2.05 | 9.259 | 9.148 | 0.98801 | 4716981.1321 | 0.020197 | 172.963 | 0.85276
3963 | 2030-11-06 | 45 | 11 | 24.7 | 24.7 | 19.607 | 1 | 2.05 | 9.259 | 9.158 | 0.98909 | 4716981.1321 | 0.018377 | 178.005 | 0.87762
3970 | 2030-11-13 | 46 | 11 | 24.7 | 24.791 | 19.698 | 1 | 2.05 | 9.259 | 9.174 | 0.99082 | 4716981.1321 | 0.015466 | 179.785 | 0.88639
3977 | 2030-11-20 | 47 | 11 | 24.7 | 24.7 | 19.607 | 1 | 2.05 | 9.259 | 66.225 | 1 | 4716981.1321 | 0 | 195.056 | 0.96168
3984 | 2030-11-27 | 48 | 11 | 24.7 | 24.7 | 19.607 | 1 | 2.05 | 9.259 | 160.119 | 1 | 4716981.1321 | 0 | 202.124 | 0.99653
3991 | 2030-12-04 | 49 | 12 | 25.5 | 25.5 | 20.407 | 1 | 2.05 | 9.259 | 89.748 | 1 | 4716981.1321 | 0 | 202.085 | 0.99634
3998 | 2030-12-11 | 50 | 12 | 25.5 | 25.5 | 20.407 | 1 | 2.05 | 9.259 | 167.901 | 1 | 4716981.1321 | 0 | 202.085 | 0.99634
4005 | 2030-12-18 | 51 | 12 | 25.5 | 25.5 | 20.407 | 1 | 2.05 | 9.259 | 106.148 | 1 | 4716981.1321 | 0 | 202.085 | 0.99634
4012 | 2030-12-25 | 52 | 12 | 25.5 | 25.5 | 20.407 | 1 | 2.05 | 9.259 | 134.321 | 1 | 4716981.1321 | 0 | 202.085 | 0.99634
4019 | 2031-01-01 | 1 | 1 | 24.7 | 24.7 | 19.607 | 1 | 2.05 | 9.259 | 178.518 | 1 | 4716981.1321 | 0 | 202.117 | 0.99649
4026 | 2031-01-08 | 2 | 1 | 24.7 | 24.7 | 19.607 | 1 | 2.05 | 9.259 | 94.819 | 1 | 4716981.1321 | 0 | 202.117 | 0.99649
4033 | 2031-01-15 | 3 | 1 | 24.7 | 24.7 | 19.607 | 1 | 2.05 | 9.259 | 81.617 | 1 | 4716981.1321 | 0 | 202.117 | 0.99649
4040 | 2031-01-22 | 4 | 1 | 24.7 | 24.7 | 19.607 | 1 | 2.05 | 9.259 | 109.829 | 1 | 4716981.1321 | 0 | 202.117 | 0.99649
4047 | 2031-01-29 | 5 | 1 | 24.7 | 24.7 | 19.607 | 1 | 2.05 | 9.259 | 120.129 | 1 | 4716981.1321 | 0 | 202.117 | 0.99649
4054 | 2031-02-05 | 6 | 2 | 24.4 | 24.4 | 19.307 | 1 | 2.05 | 9.259 | 101.05 | 1 | 4716981.1321 | 0 | 202.126 | 0.99654
4061 | 2031-02-12 | 7 | 2 | 24.4 | 24.4 | 19.307 | 1 | 2.05 | 9.259 | 123.886 | 1 | 4716981.1321 | 0 | 202.126 | 0.99654
4068 | 2031-02-19 | 8 | 2 | 24.4 | 24.4 | 19.307 | 1 | 2.05 | 9.259 | 103.554 | 1 | 4716981.1321 | 0 | 202.126 | 0.99654
4075 | 2031-02-26 | 9 | 2 | 24.4 | 24.4 | 19.307 | 1 | 2.05 | 9.259 | 108.227 | 1 | 4716981.1321 | 0 | 202.126 | 0.99654
4082 | 2031-03-05 | 10 | 3 | 24.1 | 24.1 | 19.007 | 1 | 2.05 | 9.259 | 68.744 | 1 | 4716981.1321 | 0 | 202.13 | 0.99656
4089 | 2031-03-12 | 11 | 3 | 24.1 | 24.1 | 19.007 | 1 | 2.05 | 9.259 | 52.322 | 1 | 4716981.1321 | 0 | 202.13 | 0.99656
4096 | 2031-03-19 | 12 | 3 | 24.1 | 24.1 | 19.007 | 1 | 2.05 | 9.259 | 43.254 | 1 | 4716981.1321 | 0 | 202.13 | 0.99656
4103 | 2031-03-26 | 13 | 3 | 24.1 | 24.1 | 19.007 | 1 | 2.05 | 9.259 | 35.468 | 1 | 4716981.1321 | 0 | 202.13 | 0.99656
4110 | 2031-04-02 | 14 | 4 | 24.1 | 24.1 | 19.007 | 1 | 2.05 | 9.259 | 72.325 | 1 | 4716981.1321 | 0 | 202.127 | 0.99654
4117 | 2031-04-09 | 15 | 4 | 24.1 | 24.1 | 19.007 | 1 | 2.05 | 9.259 | 50.733 | 1 | 4716981.1321 | 0 | 202.127 | 0.99654
4124 | 2031-04-16 | 16 | 4 | 24.1 | 24.1 | 19.007 | 1 | 2.05 | 9.259 | 81.227 | 1 | 4716981.1321 | 0 | 202.127 | 0.99654
4131 | 2031-04-23 | 17 | 4 | 24.1 | 24.1 | 19.007 | 1 | 2.05 | 9.259 | 123.084 | 1 | 4716981.1321 | 0 | 202.127 | 0.99654
4138 | 2031-04-30 | 18 | 4 | 24.1 | 24.1 | 19.007 | 1 | 2.05 | 9.259 | 79.225 | 1 | 4716981.1321 | 0 | 202.127 | 0.99654
4145 | 2031-05-07 | 19 | 5 | 25.1 | 25.1 | 20.007 | 1 | 2.05 | 9.259 | 41.862 | 1 | 4716981.1321 | 0 | 202.086 | 0.99634
4152 | 2031-05-14 | 20 | 5 | 25.1 | 25.1 | 20.007 | 1 | 2.05 | 9.259 | 41.718 | 1 | 4716981.1321 | 0 | 202.086 | 0.99634
4159 | 2031-05-21 | 21 | 5 | 25.1 | 25.1 | 20.007 | 1 | 2.05 | 9.259 | 65.298 | 1 | 4716981.1321 | 0 | 202.086 | 0.99634
4166 | 2031-05-28 | 22 | 5 | 25.1 | 25.1 | 20.007 | 1 | 2.05 | 9.259 | 89.635 | 1 | 4716981.1321 | 0 | 202.086 | 0.99634
4173 | 2031-06-04 | 23 | 6 | 25.3 | 25.3 | 20.207 | 1 | 2.05 | 9.259 | 58.04 | 1 | 4716981.1321 | 0 | 202.07 | 0.99626
4180 | 2031-06-11 | 24 | 6 | 25.3 | 25.3 | 20.207 | 1 | 2.05 | 9.259 | 54.814 | 1 | 4716981.1321 | 0 | 202.07 | 0.99626
4187 | 2031-06-18 | 25 | 6 | 25.3 | 25.3 | 20.207 | 1 | 2.05 | 9.259 | 45.507 | 1 | 4716981.1321 | 0 | 202.07 | 0.99626
4194 | 2031-06-25 | 26 | 6 | 25.3 | 25.3 | 20.207 | 1 | 2.05 | 9.259 | 31.45 | 1 | 4716981.1321 | 0 | 202.07 | 0.99626
4201 | 2031-07-02 | 27 | 7 | 26 | 26 | 20.907 | 1 | 2.05 | 9.259 | 19.648 | 1 | 4716981.1321 | 0 | 202.05 | 0.99616
4208 | 2031-07-09 | 28 | 7 | 26 | 26 | 20.907 | 1 | 2.05 | 9.259 | 17.497 | 1 | 4716981.1321 | 0 | 202.05 | 0.99616
4215 | 2031-07-16 | 29 | 7 | 26 | 26 | 20.907 | 1 | 2.05 | 9.259 | 37.552 | 1 | 4716981.1321 | 0 | 202.05 | 0.99616
4222 | 2031-07-23 | 30 | 7 | 26 | 26 | 20.907 | 1 | 2.05 | 9.259 | 30.631 | 1 | 4716981.1321 | 0 | 202.05 | 0.99616
4229 | 2031-07-30 | 31 | 7 | 26 | 26 | 20.907 | 1 | 2.05 | 9.259 | 19.396 | 1 | 4716981.1321 | 0 | 202.05 | 0.99616
4236 | 2031-08-06 | 32 | 8 | 26.4 | 26.4 | 21.307 | 1 | 2.05 | 9.259 | 58.241 | 1 | 4716981.1321 | 0 | 202.043 | 0.99613
4243 | 2031-08-13 | 33 | 8 | 26.4 | 26.4 | 21.307 | 1 | 2.05 | 9.259 | 80.88 | 1 | 4716981.1321 | 0 | 202.043 | 0.99613
4250 | 2031-08-20 | 34 | 8 | 26.4 | 26.4 | 21.307 | 1 | 2.05 | 9.259 | 106.841 | 1 | 4716981.1321 | 0 | 202.043 | 0.99613
4257 | 2031-08-27 | 35 | 8 | 26.4 | 26.4 | 21.307 | 1 | 2.05 | 9.259 | 32.311 | 1 | 4716981.1321 | 0 | 202.043 | 0.99613
4264 | 2031-09-03 | 36 | 9 | 25 | 25 | 19.907 | 1 | 2.05 | 9.259 | 84.553 | 1 | 4716981.1321 | 0 | 202.09 | 0.99636
4271 | 2031-09-10 | 37 | 9 | 25 | 25 | 19.907 | 1 | 2.05 | 9.259 | 51.29 | 1 | 4716981.1321 | 0 | 202.09 | 0.99636
4278 | 2031-09-17 | 38 | 9 | 25 | 25 | 19.907 | 1 | 2.05 | 9.259 | 37.535 | 1 | 4716981.1321 | 0 | 202.09 | 0.99636
4285 | 2031-09-24 | 39 | 9 | 25 | 25 | 19.907 | 1 | 2.05 | 9.259 | 28.912 | 1 | 4716981.1321 | 0 | 202.09 | 0.99636
4292 | 2031-10-01 | 40 | 10 | 24.3 | 24.3 | 19.207 | 1 | 2.05 | 9.259 | 21.365 | 1 | 4716981.1321 | 0 | 202.121 | 0.99651
4299 | 2031-10-08 | 41 | 10 | 24.3 | 24.3 | 19.207 | 1 | 2.05 | 9.259 | 24.149 | 1 | 4716981.1321 | 0 | 202.121 | 0.99651
4306 | 2031-10-15 | 42 | 10 | 24.3 | 24.3 | 19.207 | 1 | 2.05 | 9.259 | 16.365 | 1 | 4716981.1321 | 0 | 202.121 | 0.99651
4313 | 2031-10-22 | 43 | 10 | 24.3 | 24.3 | 19.207 | 1 | 2.05 | 9.259 | 14.157 | 1 | 4716981.1321 | 0 | 202.121 | 0.99651
4320 | 2031-10-29 | 44 | 10 | 24.3 | 24.3 | 19.207 | 1 | 2.05 | 9.259 | 14.471 | 1 | 4716981.1321 | 0 | 202.121 | 0.99651
4327 | 2031-11-05 | 45 | 11 | 24.7 | 24.7 | 19.607 | 1 | 2.05 | 9.259 | 77.927 | 1 | 4716981.1321 | 0 | 202.124 | 0.99653
4334 | 2031-11-12 | 46 | 11 | 24.7 | 24.7 | 19.607 | 1 | 2.05 | 9.259 | 105.496 | 1 | 4716981.1321 | 0 | 202.124 | 0.99653
4341 | 2031-11-19 | 47 | 11 | 24.7 | 24.7 | 19.607 | 1 | 2.05 | 9.259 | 81.997 | 1 | 4716981.1321 | 0 | 202.124 | 0.99653
4348 | 2031-11-26 | 48 | 11 | 24.7 | 24.7 | 19.607 | 1 | 2.05 | 9.259 | 108.018 | 1 | 4716981.1321 | 0 | 202.124 | 0.99653
4355 | 2031-12-03 | 49 | 12 | 25.5 | 25.5 | 20.407 | 1 | 2.05 | 9.259 | 107.069 | 1 | 4716981.1321 | 0 | 202.085 | 0.99634
4362 | 2031-12-10 | 50 | 12 | 25.5 | 25.5 | 20.407 | 1 | 2.05 | 9.259 | 73.782 | 1 | 4716981.1321 | 0 | 202.085 | 0.99634
4369 | 2031-12-17 | 51 | 12 | 25.5 | 25.5 | 20.407 | 1 | 2.05 | 9.259 | 48.417 | 1 | 4716981.1321 | 0 | 202.085 | 0.99634
4376 | 2031-12-24 | 52 | 12 | 25.5 | 25.5 | 20.407 | 1 | 2.05 | 9.259 | 42.923 | 1 | 4716981.1321 | 0 | 202.085 | 0.99634
4383 | 2031-12-31 | 53 | 12 | 25.5 | 25.5 | 20.407 | 1 | 2.05 | 9.259 | 41.965 | 1 | 4716981.1321 | 0 | 202.085 | 0.99634
4390 | 2032-01-07 | 2 | 1 | 24.7 | 24.7 | 19.607 | 1 | 2.05 | 9.259 | 177.798 | 1 | 4716981.1321 | 0 | 202.117 | 0.99649
4397 | 2032-01-14 | 3 | 1 | 24.7 | 24.7 | 19.607 | 1 | 2.05 | 9.259 | 168.677 | 1 | 4716981.1321 | 0 | 202.117 | 0.99649
4404 | 2032-01-21 | 4 | 1 | 24.7 | 24.7 | 19.607 | 1 | 2.05 | 9.259 | 95.163 | 1 | 4716981.1321 | 0 | 202.117 | 0.99649
4411 | 2032-01-28 | 5 | 1 | 24.7 | 24.7 | 19.607 | 1 | 2.05 | 9.259 | 63.634 | 1 | 4716981.1321 | 0 | 202.117 | 0.99649
4418 | 2032-02-04 | 6 | 2 | 24.4 | 24.4 | 19.307 | 1 | 2.05 | 9.259 | 52.159 | 1 | 4716981.1321 | 0 | 202.126 | 0.99654
4425 | 2032-02-11 | 7 | 2 | 24.4 | 24.4 | 19.307 | 1 | 2.05 | 9.259 | 44.382 | 1 | 4716981.1321 | 0 | 202.126 | 0.99654
4432 | 2032-02-18 | 8 | 2 | 24.4 | 24.4 | 19.307 | 1 | 2.05 | 9.259 | 38.025 | 1 | 4716981.1321 | 0 | 202.126 | 0.99654
4439 | 2032-02-25 | 9 | 2 | 24.4 | 24.4 | 19.307 | 1 | 2.05 | 9.259 | 33.014 | 1 | 4716981.1321 | 0 | 202.126 | 0.99654
4446 | 2032-03-03 | 10 | 3 | 24.1 | 24.1 | 19.007 | 1 | 2.05 | 9.259 | 28.482 | 1 | 4716981.1321 | 0 | 202.13 | 0.99656
4453 | 2032-03-10 | 11 | 3 | 24.1 | 24.1 | 19.007 | 1 | 2.05 | 9.259 | 22.491 | 1 | 4716981.1321 | 0 | 202.13 | 0.99656
4460 | 2032-03-17 | 12 | 3 | 24.1 | 24.1 | 19.007 | 1 | 2.05 | 9.259 | 18.918 | 1 | 4716981.1321 | 0 | 202.13 | 0.99656
4467 | 2032-03-24 | 13 | 3 | 24.1 | 24.1 | 19.007 | 1 | 2.05 | 9.259 | 42.194 | 1 | 4716981.1321 | 0 | 202.13 | 0.99656
4474 | 2032-03-31 | 14 | 3 | 24.1 | 24.1 | 19.007 | 1 | 2.05 | 9.259 | 92.814 | 1 | 4716981.1321 | 0 | 202.127 | 0.99654
4481 | 2032-04-07 | 15 | 4 | 24.1 | 24.1 | 19.007 | 1 | 2.05 | 9.259 | 63.986 | 1 | 4716981.1321 | 0 | 202.127 | 0.99654
4488 | 2032-04-14 | 16 | 4 | 24.1 | 24.1 | 19.007 | 1 | 2.05 | 9.259 | 59.861 | 1 | 4716981.1321 | 0 | 202.127 | 0.99654
4495 | 2032-04-21 | 17 | 4 | 24.1 | 24.1 | 19.007 | 1 | 2.05 | 9.259 | 48.323 | 1 | 4716981.1321 | 0 | 202.127 | 0.99654
4502 | 2032-04-28 | 18 | 4 | 24.1 | 24.1 | 19.007 | 1 | 2.05 | 9.259 | 104.77 | 1 | 4716981.1321 | 0 | 202.127 | 0.99654
4509 | 2032-05-05 | 19 | 5 | 25.1 | 25.1 | 20.007 | 1 | 2.05 | 9.259 | 162.736 | 1 | 4716981.1321 | 0 | 202.086 | 0.99634
4516 | 2032-05-12 | 20 | 5 | 25.1 | 25.1 | 20.007 | 1 | 2.05 | 9.259 | 92.973 | 1 | 4716981.1321 | 0 | 202.086 | 0.99634
4523 | 2032-05-19 | 21 | 5 | 25.1 | 25.1 | 20.007 | 1 | 2.05 | 9.259 | 175.442 | 1 | 4716981.1321 | 0 | 202.086 | 0.99634
4530 | 2032-05-26 | 22 | 5 | 25.1 | 25.1 | 20.007 | 1 | 2.05 | 9.259 | 212.472 | 1 | 4716981.1321 | 0 | 202.086 | 0.99634
4537 | 2032-06-02 | 23 | 6 | 25.3 | 25.3 | 20.207 | 1 | 2.05 | 9.259 | 126.437 | 1 | 4716981.1321 | 0 | 202.07 | 0.99626
4544 | 2032-06-09 | 24 | 6 | 25.3 | 25.3 | 20.207 | 1 | 2.05 | 9.259 | 59.456 | 1 | 4716981.1321 | 0 | 202.07 | 0.99626
4551 | 2032-06-16 | 25 | 6 | 25.3 | 25.3 | 20.207 | 1 | 2.05 | 9.259 | 38.08 | 1 | 4716981.1321 | 0 | 202.07 | 0.99626
4558 | 2032-06-23 | 26 | 6 | 25.3 | 25.3 | 20.207 | 1 | 2.05 | 9.259 | 30.072 | 1 | 4716981.1321 | 0 | 202.07 | 0.99626
4565 | 2032-06-30 | 27 | 6 | 25.3 | 26 | 20.907 | 1 | 2.05 | 9.259 | 30.391 | 1 | 4716981.1321 | 0 | 202.05 | 0.99616
4572 | 2032-07-07 | 28 | 7 | 26 | 26 | 20.907 | 1 | 2.05 | 9.259 | 16.946 | 1 | 4716981.1321 | 0 | 202.05 | 0.99616
4579 | 2032-07-14 | 29 | 7 | 26 | 26 | 20.907 | 1 | 2.05 | 9.259 | 16.03 | 1 | 4716981.1321 | 0 | 202.05 | 0.99616
4586 | 2032-07-21 | 30 | 7 | 26 | 26 | 20.907 | 1 | 2.05 | 9.259 | 19.038 | 1 | 4716981.1321 | 0 | 202.05 | 0.99616
4593 | 2032-07-28 | 31 | 7 | 26 | 26 | 20.907 | 1 | 2.05 | 9.259 | 20.352 | 1 | 4716981.1321 | 0 | 202.05 | 0.99616
4600 | 2032-08-04 | 32 | 8 | 26.4 | 26.491 | 21.398 | 1 | 2.05 | 9.259 | 9.667 | 1 | 4716981.1321 | 0 | 202.118 | 0.9965
4607 | 2032-08-11 | 33 | 8 | 26.4 | 26.491 | 21.398 | 1 | 2.05 | 9.259 | 9.184 | 0.9919 | 4716981.1321 | 0.013646 | 199.01 | 0.98118
4614 | 2032-08-18 | 34 | 8 | 26.4 | 26.504 | 21.411 | 1 | 2.05 | 9.259 | 9.173 | 0.99071 | 4716981.1321 | 0.015648 | 199.787 | 0.98501
4621 | 2032-08-25 | 35 | 8 | 26.4 | 26.491 | 21.398 | 1 | 2.05 | 9.259 | 9.182 | 0.99168 | 4716981.1321 | 0.01401 | 198.695 | 0.97962
4628 | 2032-09-01 | 36 | 9 | 25 | 25.091 | 19.998 | 1 | 2.05 | 9.259 | 9.18 | 0.99147 | 4716981.1321 | 0.014374 | 198.69 | 0.9796
4635 | 2032-09-08 | 37 | 9 | 25 | 25.245 | 20.152 | 1 | 2.05 | 9.259 | 9.164 | 0.98974 | 4716981.1321 | 0.017285 | 200.52 | 0.98862
4642 | 2032-09-15 | 38 | 9 | 25 | 25.091 | 19.998 | 1 | 2.05 | 9.259 | 9.182 | 0.99168 | 4716981.1321 | 0.01401 | 199.502 | 0.9836
4649 | 2032-09-22 | 39 | 9 | 25 | 25.137 | 20.044 | 1 | 2.05 | 9.259 | 9.171 | 0.9905 | 4716981.1321 | 0.016012 | 201.285 | 0.99239
4656 | 2032-09-29 | 40 | 9 | 25 | 25.153 | 20.06 | 1 | 2.05 | 9.259 | 10.958 | 1 | 4716981.1321 | 0 | 202.172 | 0.99677
4663 | 2032-10-06 | 41 | 10 | 24.3 | 24.3 | 19.207 | 1 | 2.05 | 9.259 | 12.643 | 1 | 4716981.1321 | 0 | 202.121 | 0.99651
4670 | 2032-10-13 | 42 | 10 | 24.3 | 24.3 | 19.207 | 1 | 2.05 | 9.259 | 24.343 | 1 | 4716981.1321 | 0 | 202.121 | 0.99651
4677 | 2032-10-20 | 43 | 10 | 24.3 | 24.3 | 19.207 | 1 | 2.05 | 9.259 | 132.594 | 1 | 4716981.1321 | 0 | 202.121 | 0.99651
4684 | 2032-10-27 | 44 | 10 | 24.3 | 24.3 | 19.207 | 1 | 2.05 | 9.259 | 153.862 | 1 | 4716981.1321 | 0 | 202.121 | 0.99651
4691 | 2032-11-03 | 45 | 11 | 24.7 | 24.7 | 19.607 | 1 | 2.05 | 9.259 | 71.901 | 1 | 4716981.1321 | 0 | 202.124 | 0.99653
4698 | 2032-11-10 | 46 | 11 | 24.7 | 24.7 | 19.607 | 1 | 2.05 | 9.259 | 45.236 | 1 | 4716981.1321 | 0 | 202.124 | 0.99653
4705 | 2032-11-17 | 47 | 11 | 24.7 | 24.7 | 19.607 | 1 | 2.05 | 9.259 | 48.962 | 1 | 4716981.1321 | 0 | 202.124 | 0.99653
4712 | 2032-11-24 | 48 | 11 | 24.7 | 24.7 | 19.607 | 1 | 2.05 | 9.259 | 63.705 | 1 | 4716981.1321 | 0 | 202.124 | 0.99653
4719 | 2032-12-01 | 49 | 12 | 25.5 | 25.5 | 20.407 | 1 | 2.05 | 9.259 | 90.201 | 1 | 4716981.1321 | 0 | 202.085 | 0.99634
4726 | 2032-12-08 | 50 | 12 | 25.5 | 25.5 | 20.407 | 1 | 2.05 | 9.259 | 47.983 | 1 | 4716981.1321 | 0 | 202.085 | 0.99634
4733 | 2032-12-15 | 51 | 12 | 25.5 | 25.5 | 20.407 | 1 | 2.05 | 9.259 | 39.026 | 1 | 4716981.1321 | 0 | 202.085 | 0.99634
4740 | 2032-12-22 | 52 | 12 | 25.5 | 25.5 | 20.407 | 1 | 2.05 | 9.259 | 34.497 | 1 | 4716981.1321 | 0 | 202.085 | 0.99634
4747 | 2032-12-29 | 53 | 12 | 25.5 | 25.5 | 20.407 | 1 | 2.05 | 9.259 | 57.057 | 1 | 4716981.1321 | 0 | 202.085 | 0.99634
4754 | 2033-01-05 | 2 | 1 | 24.7 | 24.7 | 19.607 | 1 | 2.05 | 9.259 | 94.874 | 1 | 4716981.1321 | 0 | 202.117 | 0.99649
4761 | 2033-01-12 | 3 | 1 | 24.7 | 24.7 | 19.607 | 1 | 2.05 | 9.259 | 101.519 | 1 | 4716981.1321 | 0 | 202.117 | 0.99649
4768 | 2033-01-19 | 4 | 1 | 24.7 | 24.7 | 19.607 | 1 | 2.05 | 9.259 | 77.029 | 1 | 4716981.1321 | 0 | 202.117 | 0.99649
4775 | 2033-01-26 | 5 | 1 | 24.7 | 24.7 | 19.607 | 1 | 2.05 | 9.259 | 51.493 | 1 | 4716981.1321 | 0 | 202.117 | 0.99649
4782 | 2033-02-02 | 6 | 2 | 24.4 | 24.4 | 19.307 | 1 | 2.05 | 9.259 | 124.806 | 1 | 4716981.1321 | 0 | 202.126 | 0.99654
4789 | 2033-02-09 | 7 | 2 | 24.4 | 24.4 | 19.307 | 1 | 2.05 | 9.259 | 92.955 | 1 | 4716981.1321 | 0 | 202.126 | 0.99654
4796 | 2033-02-16 | 8 | 2 | 24.4 | 24.4 | 19.307 | 1 | 2.05 | 9.259 | 55.559 | 1 | 4716981.1321 | 0 | 202.126 | 0.99654
4803 | 2033-02-23 | 9 | 2 | 24.4 | 24.4 | 19.307 | 1 | 2.05 | 9.259 | 243.592 | 1 | 4716981.1321 | 0 | 202.126 | 0.99654
4810 | 2033-03-02 | 10 | 3 | 24.1 | 24.1 | 19.007 | 1 | 2.05 | 9.259 | 388.733 | 1 | 4716981.1321 | 0 | 202.13 | 0.99656
4817 | 2033-03-09 | 11 | 3 | 24.1 | 24.1 | 19.007 | 1 | 2.05 | 9.259 | 179.46 | 1 | 4716981.1321 | 0 | 202.13 | 0.99656
4824 | 2033-03-16 | 12 | 3 | 24.1 | 24.1 | 19.007 | 1 | 2.05 | 9.259 | 225.835 | 1 | 4716981.1321 | 0 | 202.13 | 0.99656
4831 | 2033-03-23 | 13 | 3 | 24.1 | 24.1 | 19.007 | 1 | 2.05 | 9.259 | 138.442 | 1 | 4716981.1321 | 0 | 202.13 | 0.99656
4838 | 2033-03-30 | 14 | 3 | 24.1 | 24.1 | 19.007 | 1 | 2.05 | 9.259 | 86.671 | 1 | 4716981.1321 | 0 | 202.13 | 0.99656
4845 | 2033-04-06 | 15 | 4 | 24.1 | 24.1 | 19.007 | 1 | 2.05 | 9.259 | 65.779 | 1 | 4716981.1321 | 0 | 202.127 | 0.99654
4852 | 2033-04-13 | 16 | 4 | 24.1 | 24.1 | 19.007 | 1 | 2.05 | 9.259 | 51.172 | 1 | 4716981.1321 | 0 | 202.127 | 0.99654
4859 | 2033-04-20 | 17 | 4 | 24.1 | 24.1 | 19.007 | 1 | 2.05 | 9.259 | 51.493 | 1 | 4716981.1321 | 0 | 202.127 | 0.99654
4866 | 2033-04-27 | 18 | 4 | 24.1 | 24.1 | 19.007 | 1 | 2.05 | 9.259 | 54.823 | 1 | 4716981.1321 | 0 | 202.127 | 0.99654
4873 | 2033-05-04 | 19 | 5 | 25.1 | 25.1 | 20.007 | 1 | 2.05 | 9.259 | 59.321 | 1 | 4716981.1321 | 0 | 202.086 | 0.99634
4880 | 2033-05-11 | 20 | 5 | 25.1 | 25.1 | 20.007 | 1 | 2.05 | 9.259 | 35.701 | 1 | 4716981.1321 | 0 | 202.086 | 0.99634
4887 | 2033-05-18 | 21 | 5 | 25.1 | 25.1 | 20.007 | 1 | 2.05 | 9.259 | 27.082 | 1 | 4716981.1321 | 0 | 202.086 | 0.99634
4894 | 2033-05-25 | 22 | 5 | 25.1 | 25.1 | 20.007 | 1 | 2.05 | 9.259 | 24.84 | 1 | 4716981.1321 | 0 | 202.086 | 0.99634
4901 | 2033-06-01 | 23 | 6 | 25.3 | 25.587 | 20.494 | 1 | 2.05 | 9.259 | 11.878 | 1 | 4716981.1321 | 0 | 202.164 | 0.99673
4908 | 2033-06-08 | 24 | 6 | 25.3 | 25.391 | 20.298 | 1 | 2.05 | 9.259 | 9.152 | 0.98844 | 4716981.1321 | 0.019469 | 200.04 | 0.98625
4915 | 2033-06-15 | 25 | 6 | 25.3 | 25.391 | 20.298 | 1 | 2.05 | 9.259 | 9.176 | 0.99104 | 4716981.1321 | 0.015102 | 200.511 | 0.98858
4922 | 2033-06-22 | 26 | 6 | 25.3 | 25.44 | 20.347 | 1 | 2.05 | 9.259 | 9.097 | 0.9825 | 4716981.1321 | 0.029476 | 202.148 | 0.99665
4929 | 2033-06-29 | 27 | 6 | 25.3 | 25.391 | 20.298 | 1 | 2.05 | 9.259 | 9.183 | 0.99179 | 4716981.1321 | 0.013828 | 199.18 | 0.98201
4936 | 2033-07-06 | 28 | 7 | 26 | 26.091 | 20.998 | 1 | 2.05 | 9.259 | 6.886 | 0.74371 | 4716981.1321 | 0.43177 | 194.746 | 0.96015
4943 | 2033-07-13 | 29 | 7 | 26 | 26.091 | 20.998 | 1 | 2.05 | 9.259 | 6.874 | 0.74241 | 4716981.1321 | 0.43395 | 193.225 | 0.95265
4950 | 2033-07-20 | 30 | 7 | 26 | 26.091 | 20.998 | 1 | 2.05 | 9.259 | 6.891 | 0.74425 | 4716981.1321 | 0.43086 | 187.722 | 0.92552
4957 | 2033-07-27 | 31 | 7 | 26 | 26.091 | 20.998 | 1 | 2.05 | 9.259 | 6.905 | 0.74576 | 4716981.1321 | 0.42831 | 178.904 | 0.88205
4964 | 2033-08-03 | 32 | 8 | 26.4 | 26.491 | 21.398 | 1 | 2.05 | 9.259 | 6.908 | 0.74608 | 4716981.1321 | 0.42777 | 169.177 | 0.83409
4971 | 2033-08-10 | 33 | 8 | 26.4 | 26.018 | 20.925 | 0.98553 | 2.1261 | 9.259 | 6.444 | 0.69597 | 4716981.1321 | 0.51219 | 160.284 | 0.79025
4978 | 2033-08-17 | 34 | 8 | 26.4 | 26.017 | 20.924 | 0.98549 | 2.1263 | 9.259 | 5.637 | 0.60881 | 4716981.1321 | 0.65903 | 152.832 | 0.75351
4985 | 2033-08-24 | 35 | 8 | 26.4 | 26.016 | 20.923 | 0.98545 | 2.1265 | 9.259 | 4.641 | 0.50124 | 4716981.1321 | 0.84025 | 144.61 | 0.71297
4992 | 2033-08-31 | 36 | 8 | 26.4 | 26.016 | 20.923 | 0.98545 | 2.1265 | 9.259 | 4.596 | 0.49638 | 4716981.1321 | 0.84844 | 135.959 | 0.67032
4999 | 2033-09-07 | 37 | 9 | 25 | 24.766 | 19.673 | 0.99064 | 2.0988 | 9.259 | 4.6 | 0.49681 | 4716981.1321 | 0.84771 | 127.323 | 0.62774
5006 | 2033-09-14 | 38 | 9 | 25 | 24.766 | 19.673 | 0.99064 | 2.0988 | 9.259 | 4.588 | 0.49552 | 4716981.1321 | 0.84989 | 121.553 | 0.59929
5013 | 2033-09-21 | 39 | 9 | 25 | 24.766 | 19.673 | 0.99064 | 2.0988 | 9.259 | 4.577 | 0.49433 | 4716981.1321 | 0.85189 | 118.815 | 0.58579
5020 | 2033-09-28 | 40 | 9 | 25 | 24.766 | 19.673 | 0.99064 | 2.0988 | 9.259 | 4.567 | 0.49325 | 4716981.1321 | 0.85371 | 118.071 | 0.58212
5027 | 2033-10-05 | 41 | 10 | 24.3 | 24.1 | 19.007 | 0.99177 | 2.0928 | 9.259 | 4.582 | 0.49487 | 4716981.1321 | 0.85098 | 114.137 | 0.56273
5034 | 2033-10-12 | 42 | 10 | 24.3 | 24.1 | 19.007 | 0.99177 | 2.0928 | 9.259 | 4.577 | 0.49433 | 4716981.1321 | 0.85189 | 111.456 | 0.54951
5041 | 2033-10-19 | 43 | 10 | 24.3 | 24.1 | 19.007 | 0.99177 | 2.0928 | 9.259 | 4.578 | 0.49444 | 4716981.1321 | 0.85171 | 108.369 | 0.53429
5048 | 2033-10-26 | 44 | 10 | 24.3 | 24.1 | 19.007 | 0.99177 | 2.0928 | 9.259 | 4.573 | 0.4939 | 4716981.1321 | 0.85262 | 106.67 | 0.52591
5055 | 2033-11-02 | 45 | 11 | 24.7 | 24.495 | 19.402 | 0.9917 | 2.0932 | 9.259 | 4.577 | 0.49433 | 4716981.1321 | 0.85189 | 103.922 | 0.51237
5062 | 2033-11-09 | 46 | 11 | 24.7 | 24.52 | 19.427 | 0.99271 | 2.0878 | 9.259 | 4.579 | 0.49455 | 4716981.1321 | 0.85153 | 100.755 | 0.49675
5069 | 2033-11-16 | 47 | 11 | 24.7 | 24.52 | 19.427 | 0.99271 | 2.0878 | 9.259 | 4.57 | 0.49357 | 4716981.1321 | 0.85317 | 99.751 | 0.4918
5076 | 2033-11-23 | 48 | 11 | 24.7 | 24.52 | 19.427 | 0.99271 | 2.0878 | 9.259 | 4.572 | 0.49379 | 4716981.1321 | 0.8528 | 98.096 | 0.48364
5083 | 2033-11-30 | 49 | 11 | 24.7 | 24.52 | 19.427 | 0.99271 | 2.0878 | 9.259 | 4.579 | 0.49455 | 4716981.1321 | 0.85153 | 94.696 | 0.46688
5090 | 2033-12-07 | 50 | 12 | 25.5 | 25.311 | 20.218 | 0.99259 | 2.0885 | 9.259 | 4.587 | 0.49541 | 4716981.1321 | 0.85007 | 89.02 | 0.43889
5097 | 2033-12-14 | 51 | 12 | 25.5 | 25.311 | 20.218 | 0.99259 | 2.0885 | 9.259 | 4.589 | 0.49563 | 4716981.1321 | 0.84971 | 82.712 | 0.40779
5104 | 2033-12-21 | 52 | 12 | 25.5 | 25.03 | 19.937 | 0.98157 | 2.1476 | 9.259 | 4.586 | 0.4953 | 4716981.1321 | 0.85026 | 77.5 | 0.3821
5111 | 2033-12-28 | 53 | 12 | 25.5 | 24.939 | 19.846 | 0.978 | 2.1672 | 9.259 | 4.58 | 0.49465 | 4716981.1321 | 0.85135 | 74.003 | 0.36486
5118 | 2034-01-04 | 1 | 1 | 24.7 | 24.156 | 19.063 | 0.97798 | 2.1674 | 9.259 | 4.578 | 0.49444 | 4716981.1321 | 0.85171 | 71.454 | 0.35229
5125 | 2034-01-11 | 2 | 1 | 24.7 | 24.078 | 18.985 | 0.97482 | 2.185 | 9.259 | 4.528 | 0.48904 | 4716981.1321 | 0.86081 | 82.601 | 0.40725
5132 | 2034-01-18 | 3 | 1 | 24.7 | 24.419 | 19.326 | 0.98862 | 2.1095 | 9.259 | 4.533 | 0.48958 | 4716981.1321 | 0.8599 | 90.075 | 0.4441
5139 | 2034-01-25 | 4 | 1 | 24.7 | 24.52 | 19.427 | 0.99271 | 2.0878 | 9.259 | 4.55 | 0.49141 | 4716981.1321 | 0.85681 | 93.266 | 0.45983
5146 | 2034-02-01 | 5 | 2 | 24.4 | 24.223 | 19.13 | 0.99275 | 2.0877 | 9.259 | 4.561 | 0.4926 | 4716981.1321 | 0.85481 | 94.036 | 0.46362
5153 | 2034-02-08 | 6 | 2 | 24.4 | 23.93 | 18.837 | 0.98074 | 2.1521 | 9.259 | 4.567 | 0.49325 | 4716981.1321 | 0.85371 | 93.357 | 0.46028
5160 | 2034-02-15 | 7 | 2 | 24.4 | 23.93 | 18.837 | 0.98074 | 2.1521 | 9.259 | 4.572 | 0.49379 | 4716981.1321 | 0.8528 | 91.686 | 0.45204
5167 | 2034-02-22 | 8 | 2 | 24.4 | 23.839 | 18.746 | 0.97701 | 2.1727 | 9.259 | 4.578 | 0.49444 | 4716981.1321 | 0.85171 | 89.224 | 0.4399
5174 | 2034-03-01 | 9 | 3 | 24.1 | 23.545 | 18.452 | 0.97697 | 2.1729 | 9.259 | 4.576 | 0.49422 | 4716981.1321 | 0.85208 | 87.213 | 0.42999
5181 | 2034-03-08 | 10 | 3 | 24.1 | 23.521 | 18.428 | 0.97598 | 2.1785 | 9.259 | 4.549 | 0.49131 | 4716981.1321 | 0.85699 | 91.62 | 0.45171
5188 | 2034-03-15 | 11 | 3 | 24.1 | 24.16 | 19.067 | 1 | 2.05 | 9.259 | 25.317 | 1 | 4716981.1321 | 0 | 105.672 | 0.52099
5195 | 2034-03-22 | 12 | 3 | 24.1 | 23.797 | 18.704 | 0.98743 | 2.1159 | 9.259 | 4.536 | 0.4899 | 4716981.1321 | 0.85935 | 116.078 | 0.5723
5202 | 2034-03-29 | 13 | 3 | 24.1 | 23.613 | 18.52 | 0.97979 | 2.1573 | 9.259 | 4.558 | 0.49228 | 4716981.1321 | 0.85535 | 117.757 | 0.58058
5209 | 2034-04-05 | 14 | 4 | 24.1 | 23.42 | 18.327 | 0.97178 | 2.2021 | 9.259 | 4.556 | 0.49206 | 4716981.1321 | 0.85572 | 119.811 | 0.5907
5216 | 2034-04-12 | 15 | 4 | 24.1 | 23.329 | 18.236 | 0.96801 | 2.2236 | 9.259 | 4.554 | 0.49185 | 4716981.1321 | 0.85608 | 123.08 | 0.60682
5223 | 2034-04-19 | 16 | 4 | 24.1 | 23.329 | 18.236 | 0.96801 | 2.2236 | 9.259 | 4.557 | 0.49217 | 4716981.1321 | 0.85553 | 125.712 | 0.6198
5230 | 2034-04-26 | 17 | 4 | 24.1 | 23.259 | 18.166 | 0.9651 | 2.2404 | 9.259 | 4.539 | 0.49023 | 4716981.1321 | 0.85881 | 134.878 | 0.66499
5237 | 2034-05-03 | 18 | 5 | 25.1 | 24.297 | 19.204 | 0.96801 | 2.2236 | 9.259 | 4.567 | 0.49325 | 4716981.1321 | 0.85371 | 134.75 | 0.66436
5244 | 2034-05-10 | 19 | 5 | 25.1 | 24.171 | 19.078 | 0.96299 | 2.2527 | 9.259 | 4.58 | 0.49465 | 4716981.1321 | 0.85135 | 131.429 | 0.64798
5251 | 2034-05-17 | 20 | 5 | 25.1 | 24.171 | 19.078 | 0.96299 | 2.2527 | 9.259 | 4.597 | 0.49649 | 4716981.1321 | 0.84826 | 124.272 | 0.6127
5258 | 2034-05-24 | 21 | 5 | 25.1 | 23.544 | 18.451 | 0.93801 | 2.4057 | 9.259 | 3.441 | 0.37164 | 4716981.1321 | 1.0586 | 117.677 | 0.58018
5265 | 2034-05-31 | 22 | 5 | 25.1 | 23.544 | 18.451 | 0.93801 | 2.4057 | 9.259 | 3.447 | 0.37229 | 4716981.1321 | 1.0575 | 109.707 | 0.54089
5272 | 2034-06-07 | 23 | 6 | 25.3 | 22.593 | 17.5 | 0.893 | 2.7203 | 9.259 | 3.449 | 0.3725 | 4716981.1321 | 1.0571 | 101.853 | 0.50216
5279 | 2034-06-14 | 24 | 6 | 25.3 | 22.593 | 17.5 | 0.893 | 2.7203 | 9.259 | 3.44 | 0.37153 | 4716981.1321 | 1.0588 | 92.787 | 0.45747
5286 | 2034-06-21 | 25 | 6 | 25.3 | 22.593 | 17.5 | 0.893 | 2.7203 | 9.259 | 3.45 | 0.37261 | 4716981.1321 | 1.057 | 84.629 | 0.41725
5293 | 2034-06-28 | 26 | 6 | 25.3 | 20.747 | 15.654 | 0.82004 | 3.3664 | 9.259 | 3.431 | 0.37056 | 4716981.1321 | 1.0604 | 78.473 | 0.38689
5300 | 2034-07-05 | 27 | 7 | 26 | 21.32 | 16.227 | 0.82 | 3.3668 | 9.259 | 3.163 | 0.34161 | 4716981.1321 | 1.1092 | 69.635 | 0.34332
5307 | 2034-07-12 | 28 | 7 | 26 | 21.32 | 16.227 | 0.82 | 3.3668 | 9.259 | 3.197 | 0.34529 | 4716981.1321 | 1.103 | 60.879 | 0.30015
5314 | 2034-07-19 | 29 | 7 | 26 | 21.32 | 16.227 | 0.82 | 3.3668 | 9.259 | 3.45 | 0.37261 | 4716981.1321 | 1.057 | 53.317 | 0.26287
5321 | 2034-07-26 | 30 | 7 | 26 | 21.32 | 16.227 | 0.82 | 3.3668 | 9.259 | 3.437 | 0.37121 | 4716981.1321 | 1.0593 | 45.148 | 0.22259
5328 | 2034-08-02 | 31 | 8 | 26.4 | 21.648 | 16.555 | 0.82 | 3.3668 | 9.259 | 3.281 | 0.35436 | 4716981.1321 | 1.0877 | 36.306 | 0.179
5335 | 2034-08-09 | 32 | 8 | 26.4 | 21.648 | 16.555 | 0.82 | 3.3668 | 9.259 | 3.45 | 0.37261 | 4716981.1321 | 1.057 | 28.792 | 0.14195
5342 | 2034-08-16 | 33 | 8 | 26.4 | 21.648 | 16.555 | 0.82 | 3.3668 | 9.259 | 3.386 | 0.3657 | 4716981.1321 | 1.0686 | 20.113 | 0.099163
5349 | 2034-08-23 | 34 | 8 | 26.4 | 21.648 | 16.555 | 0.82 | 3.3668 | 9.259 | 3.452 | 0.37283 | 4716981.1321 | 1.0566 | 12.141 | 0.059859
5356 | 2034-08-30 | 35 | 8 | 26.4 | 21.648 | 16.555 | 0.82 | 3.3668 | 9.259 | 3.447 | 0.37229 | 4716981.1321 | 1.0575 | 5.437 | 0.026806
5363 | 2034-09-06 | 36 | 9 | 25 | 18.378 | 13.285 | 0.73512 | 4.4244 | 9.259 | 3.403 | 0.36753 | 4716981.1321 | 1.0655 | 0.065 | 0.00032047
5370 | 2034-09-13 | 37 | 9 | 25 | 8.077 | 2.984 | 0.32308 | 34.5524 | 9.259 | 2.846 | 0.30738 | 4716981.1321 | 1.1669 | 0.066 | 0.0003254
5377 | 2034-09-20 | 38 | 9 | 25 | 9.048 | 3.955 | 0.36192 | 26.0149 | 9.259 | 3.395 | 0.36667 | 4716981.1321 | 1.067 | 0.067 | 0.00033033
5384 | 2034-09-27 | 39 | 9 | 25 | 8.782 | 3.689 | 0.35128 | 28.0298 | 9.259 | 3.339 | 0.36062 | 4716981.1321 | 1.0771 | 0.063 | 0.00031061
5391 | 2034-10-04 | 40 | 10 | 24.3 | 11.702 | 6.609 | 0.48156 | 12.7385 | 9.259 | 3.471 | 0.37488 | 4716981.1321 | 1.0531 | 0.099 | 0.0004881
5398 | 2034-10-11 | 41 | 10 | 24.3 | 9.315 | 4.222 | 0.38333 | 22.5327 | 9.259 | 3.475 | 0.37531 | 4716981.1321 | 1.0524 | 0.06 | 0.00029582
5405 | 2034-10-18 | 42 | 10 | 24.3 | 9.37 | 4.277 | 0.3856 | 22.2035 | 9.259 | 3.486 | 0.3765 | 4716981.1321 | 1.0504 | 0.062 | 0.00030568
5412 | 2034-10-25 | 43 | 10 | 24.3 | 9.033 | 3.94 | 0.37173 | 24.3327 | 9.259 | 3.43 | 0.37045 | 4716981.1321 | 1.0606 | 0.06 | 0.00029582
5419 | 2034-11-01 | 44 | 11 | 24.7 | 9.504 | 4.411 | 0.38478 | 22.3218 | 9.259 | 3.509 | 0.37898 | 4716981.1321 | 1.0462 | 0.062 | 0.00030568
5426 | 2034-11-08 | 45 | 11 | 24.7 | 20.292 | 15.199 | 0.82154 | 3.3511 | 9.259 | 3.398 | 0.36699 | 4716981.1321 | 1.0664 | 2.785 | 0.013731
5433 | 2034-11-15 | 46 | 11 | 24.7 | 20.254 | 15.161 | 0.82 | 3.3668 | 9.259 | 3.422 | 0.36959 | 4716981.1321 | 1.062 | 2.413 | 0.011897
5440 | 2034-11-22 | 47 | 11 | 24.7 | 17.456 | 12.363 | 0.70672 | 4.8824 | 9.259 | 3.475 | 0.37531 | 4716981.1321 | 1.0524 | 0.143 | 0.00070503
5447 | 2034-11-29 | 48 | 11 | 24.7 | 20.343 | 15.25 | 0.8236 | 3.3301 | 9.259 | 3.396 | 0.36678 | 4716981.1321 | 1.0668 | 1.206 | 0.0059459
5454 | 2034-12-06 | 49 | 12 | 25.5 | 20.91 | 15.817 | 0.82 | 3.3668 | 9.259 | 51.781 | 1 | 4716981.1321 | 0 | 17.034 | 0.083982
5461 | 2034-12-13 | 50 | 12 | 25.5 | 20.91 | 15.817 | 0.82 | 3.3668 | 9.259 | 88.321 | 1 | 4716981.1321 | 0 | 32.95 | 0.16245
5468 | 2034-12-20 | 51 | 12 | 25.5 | 24.429 | 19.336 | 0.958 | 2.2821 | 9.259 | 51.508 | 1 | 4716981.1321 | 0 | 46.366 | 0.2286
5475 | 2034-12-27 | 52 | 12 | 25.5 | 24.429 | 19.336 | 0.958 | 2.2821 | 9.259 | 131.542 | 1 | 4716981.1321 | 0 | 61.912 | 0.30524
5482 | 2035-01-03 | 1 | 1 | 24.7 | 24.887 | 19.794 | 1 | 2.05 | 9.259 | 56.797 | 1 | 4716981.1321 | 0 | 75.88 | 0.37411
5489 | 2035-01-10 | 2 | 1 | 24.7 | 24.409 | 19.316 | 0.98822 | 2.1116 | 9.259 | 33.034 | 1 | 4716981.1321 | 0 | 88.815 | 0.43788
5496 | 2035-01-17 | 3 | 1 | 24.7 | 24.428 | 19.335 | 0.98899 | 2.1075 | 9.259 | 12.306 | 1 | 4716981.1321 | 0 | 101.125 | 0.49858
5503 | 2035-01-24 | 4 | 1 | 24.7 | 24.428 | 19.335 | 0.98899 | 2.1075 | 9.259 | 6.235 | 0.6734 | 4716981.1321 | 0.55022 | 113.474 | 0.55946
5510 | 2035-01-31 | 5 | 1 | 24.7 | 24.428 | 19.335 | 0.98899 | 2.1075 | 9.259 | 4.518 | 0.48796 | 4716981.1321 | 0.86263 | 126.518 | 0.62377
5517 | 2035-02-07 | 6 | 2 | 24.4 | 24.131 | 19.038 | 0.98898 | 2.1076 | 9.259 | 12.401 | 1 | 4716981.1321 | 0 | 139.811 | 0.68931
5524 | 2035-02-14 | 7 | 2 | 24.4 | 24.131 | 19.038 | 0.98898 | 2.1076 | 9.259 | 8.215 | 0.88724 | 4716981.1321 | 0.18996 | 152.606 | 0.75239
5531 | 2035-02-21 | 8 | 2 | 24.4 | 24.131 | 19.038 | 0.98898 | 2.1076 | 9.259 | 81.026 | 1 | 4716981.1321 | 0 | 167.311 | 0.82489
5538 | 2035-02-28 | 9 | 2 | 24.4 | 24.4 | 19.307 | 1 | 2.05 | 9.259 | 103.134 | 1 | 4716981.1321 | 0 | 181.003 | 0.8924
5545 | 2035-03-07 | 10 | 3 | 24.1 | 24.1 | 19.007 | 1 | 2.05 | 9.259 | 28.481 | 1 | 4716981.1321 | 0 | 193.612 | 0.95456
5552 | 2035-03-14 | 11 | 3 | 24.1 | 24.1 | 19.007 | 1 | 2.05 | 9.259 | 16.732 | 1 | 4716981.1321 | 0 | 202.13 | 0.99656
5559 | 2035-03-21 | 12 | 3 | 24.1 | 24.1 | 19.007 | 1 | 2.05 | 9.259 | 24.431 | 1 | 4716981.1321 | 0 | 202.13 | 0.99656
5566 | 2035-03-28 | 13 | 3 | 24.1 | 24.1 | 19.007 | 1 | 2.05 | 9.259 | 16.049 | 1 | 4716981.1321 | 0 | 202.13 | 0.99656
5573 | 2035-04-04 | 14 | 4 | 24.1 | 24.1 | 19.007 | 1 | 2.05 | 9.259 | 40.03 | 1 | 4716981.1321 | 0 | 202.127 | 0.99654
5580 | 2035-04-11 | 15 | 4 | 24.1 | 24.1 | 19.007 | 1 | 2.05 | 9.259 | 95.09 | 1 | 4716981.1321 | 0 | 202.127 | 0.99654
5587 | 2035-04-18 | 16 | 4 | 24.1 | 24.1 | 19.007 | 1 | 2.05 | 9.259 | 96.573 | 1 | 4716981.1321 | 0 | 202.127 | 0.99654
5594 | 2035-04-25 | 17 | 4 | 24.1 | 24.1 | 19.007 | 1 | 2.05 | 9.259 | 53.111 | 1 | 4716981.1321 | 0 | 202.127 | 0.99654
5601 | 2035-05-02 | 18 | 5 | 25.1 | 25.1 | 20.007 | 1 | 2.05 | 9.259 | 31.592 | 1 | 4716981.1321 | 0 | 202.086 | 0.99634
5608 | 2035-05-09 | 19 | 5 | 25.1 | 25.1 | 20.007 | 1 | 2.05 | 9.259 | 17.538 | 1 | 4716981.1321 | 0 | 202.086 | 0.99634
5615 | 2035-05-16 | 20 | 5 | 25.1 | 25.1 | 20.007 | 1 | 2.05 | 9.259 | 20.016 | 1 | 4716981.1321 | 0 | 202.086 | 0.99634
5622 | 2035-05-23 | 21 | 5 | 25.1 | 25.1 | 20.007 | 1 | 2.05 | 9.259 | 12.038 | 1 | 4716981.1321 | 0 | 202.086 | 0.99634
5629 | 2035-05-30 | 22 | 5 | 25.1 | 25.507 | 20.414 | 1 | 2.05 | 9.259 | 11.259 | 1 | 4716981.1321 | 0 | 202.19 | 0.99685
5636 | 2035-06-06 | 23 | 6 | 25.3 | 25.3 | 20.207 | 1 | 2.05 | 9.259 | 30.468 | 1 | 4716981.1321 | 0 | 202.07 | 0.99626
5643 | 2035-06-13 | 24 | 6 | 25.3 | 25.3 | 20.207 | 1 | 2.05 | 9.259 | 21.392 | 1 | 4716981.1321 | 0 | 202.07 | 0.99626
5650 | 2035-06-20 | 25 | 6 | 25.3 | 25.3 | 20.207 | 1 | 2.05 | 9.259 | 14.033 | 1 | 4716981.1321 | 0 | 202.07 | 0.99626
5657 | 2035-06-27 | 26 | 6 | 25.3 | 25.3 | 20.207 | 1 | 2.05 | 9.259 | 14.585 | 1 | 4716981.1321 | 0 | 202.07 | 0.99626
5664 | 2035-07-04 | 27 | 7 | 26 | 26.091 | 20.998 | 1 | 2.05 | 9.259 | 7.989 | 0.86284 | 4716981.1321 | 0.23108 | 195.511 | 0.96393
5671 | 2035-07-11 | 28 | 7 | 26 | 26.091 | 20.998 | 1 | 2.05 | 9.259 | 6.9 | 0.74522 | 4716981.1321 | 0.42922 | 187.524 | 0.92455
5678 | 2035-07-18 | 29 | 7 | 26 | 26.091 | 20.998 | 1 | 2.05 | 9.259 | 6.903 | 0.74554 | 4716981.1321 | 0.42868 | 179.026 | 0.88265
5685 | 2035-07-25 | 30 | 7 | 26 | 25.6 | 20.507 | 0.98462 | 2.131 | 9.259 | 6.436 | 0.69511 | 4716981.1321 | 0.51365 | 169.517 | 0.83577
5692 | 2035-08-01 | 31 | 8 | 26.4 | 25.99 | 20.897 | 0.98447 | 2.1318 | 9.259 | 4.601 | 0.49692 | 4716981.1321 | 0.84753 | 159.148 | 0.78465
5699 | 2035-08-08 | 32 | 8 | 26.4 | 26.016 | 20.923 | 0.98545 | 2.1265 | 9.259 | 4.603 | 0.49714 | 4716981.1321 | 0.84716 | 148.478 | 0.73204
5706 | 2035-08-15 | 33 | 8 | 26.4 | 25.032 | 19.939 | 0.94818 | 2.3417 | 9.259 | 4.538 | 0.49012 | 4716981.1321 | 0.85899 | 137.99 | 0.68033
5713 | 2035-08-22 | 34 | 8 | 26.4 | 24.751 | 19.658 | 0.93754 | 2.4087 | 9.259 | 4.561 | 0.4926 | 4716981.1321 | 0.85481 | 131.831 | 0.64996
5720 | 2035-08-29 | 35 | 8 | 26.4 | 26.016 | 20.923 | 0.98545 | 2.1265 | 9.259 | 4.58 | 0.49465 | 4716981.1321 | 0.85135 | 126.725 | 0.62479
5727 | 2035-09-05 | 36 | 9 | 25 | 24.766 | 19.673 | 0.99064 | 2.0988 | 9.259 | 4.576 | 0.49422 | 4716981.1321 | 0.85208 | 123.028 | 0.60656
5734 | 2035-09-12 | 37 | 9 | 25 | 24.766 | 19.673 | 0.99064 | 2.0988 | 9.259 | 4.589 | 0.49563 | 4716981.1321 | 0.84971 | 116.06 | 0.57221
5741 | 2035-09-19 | 38 | 9 | 25 | 24.766 | 19.673 | 0.99064 | 2.0988 | 9.259 | 4.572 | 0.49379 | 4716981.1321 | 0.8528 | 113.364 | 0.55892
5748 | 2035-09-26 | 39 | 9 | 25 | 24.675 | 19.582 | 0.987 | 2.1182 | 9.259 | 4.532 | 0.48947 | 4716981.1321 | 0.86008 | 119.318 | 0.58827
5755 | 2035-10-03 | 40 | 10 | 24.3 | 24.3 | 19.207 | 1 | 2.05 | 9.259 | 37.038 | 1 | 4716981.1321 | 0 | 131.229 | 0.647
5762 | 2035-10-10 | 41 | 10 | 24.3 | 24.3 | 19.207 | 1 | 2.05 | 9.259 | 62.637 | 1 | 4716981.1321 | 0 | 143.398 | 0.70699
5769 | 2035-10-17 | 42 | 10 | 24.3 | 24.3 | 19.207 | 1 | 2.05 | 9.259 | 6.819 | 0.73647 | 4716981.1321 | 0.44396 | 154.75 | 0.76296
5776 | 2035-10-24 | 43 | 10 | 24.3 | 24.3 | 19.207 | 1 | 2.05 | 9.259 | 9.136 | 0.98672 | 4716981.1321 | 0.02238 | 164.16 | 0.80936
5783 | 2035-10-31 | 44 | 10 | 24.3 | 24.3 | 19.207 | 1 | 2.05 | 9.259 | 45.438 | 1 | 4716981.1321 | 0 | 175.85 | 0.86699
5790 | 2035-11-07 | 45 | 11 | 24.7 | 24.7 | 19.607 | 1 | 2.05 | 9.259 | 118.555 | 1 | 4716981.1321 | 0 | 188.841 | 0.93104
5797 | 2035-11-14 | 46 | 11 | 24.7 | 24.7 | 19.607 | 1 | 2.05 | 9.259 | 219.401 | 1 | 4716981.1321 | 0 | 202.124 | 0.99653
5804 | 2035-11-21 | 47 | 11 | 24.7 | 24.7 | 19.607 | 1 | 2.05 | 9.259 | 240.852 | 1 | 4716981.1321 | 0 | 202.124 | 0.99653
5811 | 2035-11-28 | 48 | 11 | 24.7 | 24.7 | 19.607 | 1 | 2.05 | 9.259 | 157.645 | 1 | 4716981.1321 | 0 | 202.124 | 0.99653
5818 | 2035-12-05 | 49 | 12 | 25.5 | 25.5 | 20.407 | 1 | 2.05 | 9.259 | 109.799 | 1 | 4716981.1321 | 0 | 202.085 | 0.99634
5825 | 2035-12-12 | 50 | 12 | 25.5 | 25.5 | 20.407 | 1 | 2.05 | 9.259 | 81.333 | 1 | 4716981.1321 | 0 | 202.085 | 0.99634
5832 | 2035-12-19 | 51 | 12 | 25.5 | 25.5 | 20.407 | 1 | 2.05 | 9.259 | 69.293 | 1 | 4716981.1321 | 0 | 202.085 | 0.99634
5839 | 2035-12-26 | 52 | 12 | 25.5 | 25.5 | 20.407 | 1 | 2.05 | 9.259 | 263.471 | 1 | 4716981.1321 | 0 | 202.085 | 0.99634
5846 | 2036-01-02 | 1 | 1 | 24.7 | 24.7 | 19.607 | 1 | 2.05 | 9.259 | 347.955 | 1 | 4716981.1321 | 0 | 202.117 | 0.99649
5853 | 2036-01-09 | 2 | 1 | 24.7 | 24.7 | 19.607 | 1 | 2.05 | 9.259 | 292.48 | 1 | 4716981.1321 | 0 | 202.117 | 0.99649
5860 | 2036-01-16 | 3 | 1 | 24.7 | 24.7 | 19.607 | 1 | 2.05 | 9.259 | 192.699 | 1 | 4716981.1321 | 0 | 202.117 | 0.99649
5867 | 2036-01-23 | 4 | 1 | 24.7 | 24.7 | 19.607 | 1 | 2.05 | 9.259 | 191.891 | 1 | 4716981.1321 | 0 | 202.117 | 0.99649
5874 | 2036-01-30 | 5 | 1 | 24.7 | 24.7 | 19.607 | 1 | 2.05 | 9.259 | 268.559 | 1 | 4716981.1321 | 0 | 202.117 | 0.99649
5881 | 2036-02-06 | 6 | 2 | 24.4 | 24.4 | 19.307 | 1 | 2.05 | 9.259 | 148.455 | 1 | 4716981.1321 | 0 | 202.126 | 0.99654
5888 | 2036-02-13 | 7 | 2 | 24.4 | 24.4 | 19.307 | 1 | 2.05 | 9.259 | 136.335 | 1 | 4716981.1321 | 0 | 202.126 | 0.99654
5895 | 2036-02-20 | 8 | 2 | 24.4 | 24.4 | 19.307 | 1 | 2.05 | 9.259 | 217.912 | 1 | 4716981.1321 | 0 | 202.126 | 0.99654
5902 | 2036-02-27 | 9 | 2 | 24.4 | 24.4 | 19.307 | 1 | 2.05 | 9.259 | 155.904 | 1 | 4716981.1321 | 0 | 202.126 | 0.99654
5909 | 2036-03-05 | 10 | 3 | 24.1 | 24.1 | 19.007 | 1 | 2.05 | 9.259 | 132.208 | 1 | 4716981.1321 | 0 | 202.13 | 0.99656
5916 | 2036-03-12 | 11 | 3 | 24.1 | 24.1 | 19.007 | 1 | 2.05 | 9.259 | 105.643 | 1 | 4716981.1321 | 0 | 202.13 | 0.99656
5923 | 2036-03-19 | 12 | 3 | 24.1 | 24.1 | 19.007 | 1 | 2.05 | 9.259 | 96.441 | 1 | 4716981.1321 | 0 | 202.13 | 0.99656
5930 | 2036-03-26 | 13 | 3 | 24.1 | 24.1 | 19.007 | 1 | 2.05 | 9.259 | 110.164 | 1 | 4716981.1321 | 0 | 202.13 | 0.99656
5937 | 2036-04-02 | 14 | 4 | 24.1 | 24.1 | 19.007 | 1 | 2.05 | 9.259 | 134.394 | 1 | 4716981.1321 | 0 | 202.127 | 0.99654
5944 | 2036-04-09 | 15 | 4 | 24.1 | 24.1 | 19.007 | 1 | 2.05 | 9.259 | 74.471 | 1 | 4716981.1321 | 0 | 202.127 | 0.99654
5951 | 2036-04-16 | 16 | 4 | 24.1 | 24.1 | 19.007 | 1 | 2.05 | 9.259 | 69.828 | 1 | 4716981.1321 | 0 | 202.127 | 0.99654
5958 | 2036-04-23 | 17 | 4 | 24.1 | 24.1 | 19.007 | 1 | 2.05 | 9.259 | 74.449 | 1 | 4716981.1321 | 0 | 202.127 | 0.99654
5965 | 2036-04-30 | 18 | 4 | 24.1 | 25.1 | 20.007 | 1 | 2.05 | 9.259 | 44.326 | 1 | 4716981.1321 | 0 | 202.086 | 0.99634
5972 | 2036-05-07 | 19 | 5 | 25.1 | 25.1 | 20.007 | 1 | 2.05 | 9.259 | 37.425 | 1 | 4716981.1321 | 0 | 202.086 | 0.99634
5979 | 2036-05-14 | 20 | 5 | 25.1 | 25.1 | 20.007 | 1 | 2.05 | 9.259 | 29.697 | 1 | 4716981.1321 | 0 | 202.086 | 0.99634
5986 | 2036-05-21 | 21 | 5 | 25.1 | 25.1 | 20.007 | 1 | 2.05 | 9.259 | 22.894 | 1 | 4716981.1321 | 0 | 202.086 | 0.99634
5993 | 2036-05-28 | 22 | 5 | 25.1 | 25.1 | 20.007 | 1 | 2.05 | 9.259 | 20.728 | 1 | 4716981.1321 | 0 | 202.086 | 0.99634
6000 | 2036-06-04 | 23 | 6 | 25.3 | 25.3 | 20.207 | 1 | 2.05 | 9.259 | 23.914 | 1 | 4716981.1321 | 0 | 202.07 | 0.99626
6007 | 2036-06-11 | 24 | 6 | 25.3 | 25.3 | 20.207 | 1 | 2.05 | 9.259 | 20.143 | 1 | 4716981.1321 | 0 | 202.07 | 0.99626
6014 | 2036-06-18 | 25 | 6 | 25.3 | 25.3 | 20.207 | 1 | 2.05 | 9.259 | 25.635 | 1 | 4716981.1321 | 0 | 202.07 | 0.99626
6021 | 2036-06-25 | 26 | 6 | 25.3 | 25.3 | 20.207 | 1 | 2.05 | 9.259 | 12.462 | 1 | 4716981.1321 | 0 | 202.07 | 0.99626
6028 | 2036-07-02 | 27 | 7 | 26 | 26 | 20.907 | 1 | 2.05 | 9.259 | 16.656 | 1 | 4716981.1321 | 0 | 202.05 | 0.99616
6035 | 2036-07-09 | 28 | 7 | 26 | 26 | 20.907 | 1 | 2.05 | 9.259 | 21.104 | 1 | 4716981.1321 | 0 | 202.05 | 0.99616
6042 | 2036-07-16 | 29 | 7 | 26 | 26 | 20.907 | 1 | 2.05 | 9.259 | 25.901 | 1 | 4716981.1321 | 0 | 202.05 | 0.99616
6049 | 2036-07-23 | 30 | 7 | 26 | 26 | 20.907 | 1 | 2.05 | 9.259 | 21.895 | 1 | 4716981.1321 | 0 | 202.05 | 0.99616
6056 | 2036-07-30 | 31 | 7 | 26 | 26 | 20.907 | 1 | 2.05 | 9.259 | 22.267 | 1 | 4716981.1321 | 0 | 202.05 | 0.99616
6063 | 2036-08-06 | 32 | 8 | 26.4 | 26.4 | 21.307 | 1 | 2.05 | 9.259 | 9.657 | 1 | 4716981.1321 | 0 | 202.043 | 0.99613
6070 | 2036-08-13 | 33 | 8 | 26.4 | 26.491 | 21.398 | 1 | 2.05 | 9.259 | 9.031 | 0.97538 | 4716981.1321 | 0.041485 | 201.665 | 0.99427
6077 | 2036-08-20 | 34 | 8 | 26.4 | 26.491 | 21.398 | 1 | 2.05 | 9.259 | 9.192 | 0.99276 | 4716981.1321 | 0.012191 | 197.334 | 0.97291
6084 | 2036-08-27 | 35 | 8 | 26.4 | 26.491 | 21.398 | 1 | 2.05 | 9.259 | 9.206 | 0.99428 | 4716981.1321 | 0.0096434 | 190.228 | 0.93788
6091 | 2036-09-03 | 36 | 9 | 25 | 25.091 | 19.998 | 1 | 2.05 | 9.259 | 9.196 | 0.9932 | 4716981.1321 | 0.011463 | 186.068 | 0.91737
6098 | 2036-09-10 | 37 | 9 | 25 | 25.091 | 19.998 | 1 | 2.05 | 9.259 | 9.188 | 0.99233 | 4716981.1321 | 0.012919 | 183.637 | 0.90538
6105 | 2036-09-17 | 38 | 9 | 25 | 25 | 19.907 | 1 | 2.05 | 9.259 | 9.165 | 0.98985 | 4716981.1321 | 0.017103 | 186.914 | 0.92154
6112 | 2036-09-24 | 39 | 9 | 25 | 25 | 19.907 | 1 | 2.05 | 9.259 | 9.146 | 0.9878 | 4716981.1321 | 0.02056 | 193.955 | 0.95625
6119 | 2036-10-01 | 40 | 10 | 24.3 | 24.391 | 19.298 | 1 | 2.05 | 9.259 | 9.179 | 0.99136 | 4716981.1321 | 0.014556 | 193.998 | 0.95647
6126 | 2036-10-08 | 41 | 10 | 24.3 | 24.391 | 19.298 | 1 | 2.05 | 9.259 | 9.19 | 0.99255 | 4716981.1321 | 0.012555 | 191.709 | 0.94518
6133 | 2036-10-15 | 42 | 10 | 24.3 | 24.391 | 19.298 | 1 | 2.05 | 9.259 | 9.192 | 0.99276 | 4716981.1321 | 0.012191 | 188.765 | 0.93067
6140 | 2036-10-22 | 43 | 10 | 24.3 | 24.391 | 19.298 | 1 | 2.05 | 9.259 | 9.183 | 0.99179 | 4716981.1321 | 0.013828 | 187.906 | 0.92643
6147 | 2036-10-29 | 44 | 10 | 24.3 | 24.3 | 19.207 | 1 | 2.05 | 9.259 | 9.139 | 0.98704 | 4716981.1321 | 0.021834 | 197.5 | 0.97373
6154 | 2036-11-05 | 45 | 11 | 24.7 | 24.7 | 19.607 | 1 | 2.05 | 9.259 | 47.444 | 1 | 4716981.1321 | 0 | 202.124 | 0.99653
6161 | 2036-11-12 | 46 | 11 | 24.7 | 24.7 | 19.607 | 1 | 2.05 | 9.259 | 133.847 | 1 | 4716981.1321 | 0 | 202.124 | 0.99653
6168 | 2036-11-19 | 47 | 11 | 24.7 | 24.7 | 19.607 | 1 | 2.05 | 9.259 | 68.971 | 1 | 4716981.1321 | 0 | 202.124 | 0.99653
6175 | 2036-11-26 | 48 | 11 | 24.7 | 24.7 | 19.607 | 1 | 2.05 | 9.259 | 42.982 | 1 | 4716981.1321 | 0 | 202.124 | 0.99653
6182 | 2036-12-03 | 49 | 12 | 25.5 | 25.5 | 20.407 | 1 | 2.05 | 9.259 | 36.437 | 1 | 4716981.1321 | 0 | 202.085 | 0.99634
6189 | 2036-12-10 | 50 | 12 | 25.5 | 25.5 | 20.407 | 1 | 2.05 | 9.259 | 92.985 | 1 | 4716981.1321 | 0 | 202.085 | 0.99634
6196 | 2036-12-17 | 51 | 12 | 25.5 | 25.5 | 20.407 | 1 | 2.05 | 9.259 | 173.826 | 1 | 4716981.1321 | 0 | 202.085 | 0.99634
6203 | 2036-12-24 | 52 | 12 | 25.5 | 25.5 | 20.407 | 1 | 2.05 | 9.259 | 74.873 | 1 | 4716981.1321 | 0 | 202.085 | 0.99634
6210 | 2036-12-31 | 53 | 12 | 25.5 | 25.5 | 20.407 | 1 | 2.05 | 9.259 | 114.297 | 1 | 4716981.1321 | 0 | 202.085 | 0.99634
6217 | 2037-01-07 | 2 | 1 | 24.7 | 24.7 | 19.607 | 1 | 2.05 | 9.259 | 87.32 | 1 | 4716981.1321 | 0 | 202.117 | 0.99649
6224 | 2037-01-14 | 3 | 1 | 24.7 | 24.7 | 19.607 | 1 | 2.05 | 9.259 | 165.973 | 1 | 4716981.1321 | 0 | 202.117 | 0.99649
6231 | 2037-01-21 | 4 | 1 | 24.7 | 24.7 | 19.607 | 1 | 2.05 | 9.259 | 343.559 | 1 | 4716981.1321 | 0 | 202.117 | 0.99649
6238 | 2037-01-28 | 5 | 1 | 24.7 | 24.7 | 19.607 | 1 | 2.05 | 9.259 | 256.469 | 1 | 4716981.1321 | 0 | 202.117 | 0.99649
6245 | 2037-02-04 | 6 | 2 | 24.4 | 24.4 | 19.307 | 1 | 2.05 | 9.259 | 329.665 | 1 | 4716981.1321 | 0 | 202.126 | 0.99654
6252 | 2037-02-11 | 7 | 2 | 24.4 | 24.4 | 19.307 | 1 | 2.05 | 9.259 | 246.938 | 1 | 4716981.1321 | 0 | 202.126 | 0.99654
6259 | 2037-02-18 | 8 | 2 | 24.4 | 24.4 | 19.307 | 1 | 2.05 | 9.259 | 198.051 | 1 | 4716981.1321 | 0 | 202.126 | 0.99654
6266 | 2037-02-25 | 9 | 2 | 24.4 | 24.4 | 19.307 | 1 | 2.05 | 9.259 | 309.25 | 1 | 4716981.1321 | 0 | 202.126 | 0.99654
6273 | 2037-03-04 | 10 | 3 | 24.1 | 24.1 | 19.007 | 1 | 2.05 | 9.259 | 240.748 | 1 | 4716981.1321 | 0 | 202.13 | 0.99656
6280 | 2037-03-11 | 11 | 3 | 24.1 | 24.1 | 19.007 | 1 | 2.05 | 9.259 | 317.064 | 1 | 4716981.1321 | 0 | 202.13 | 0.99656
6287 | 2037-03-18 | 12 | 3 | 24.1 | 24.1 | 19.007 | 1 | 2.05 | 9.259 | 322.146 | 1 | 4716981.1321 | 0 | 202.13 | 0.99656
6294 | 2037-03-25 | 13 | 3 | 24.1 | 24.1 | 19.007 | 1 | 2.05 | 9.259 | 189.312 | 1 | 4716981.1321 | 0 | 202.13 | 0.99656
6301 | 2037-04-01 | 14 | 4 | 24.1 | 24.1 | 19.007 | 1 | 2.05 | 9.259 | 154.354 | 1 | 4716981.1321 | 0 | 202.127 | 0.99654
6308 | 2037-04-08 | 15 | 4 | 24.1 | 24.1 | 19.007 | 1 | 2.05 | 9.259 | 163.226 | 1 | 4716981.1321 | 0 | 202.127 | 0.99654
6315 | 2037-04-15 | 16 | 4 | 24.1 | 24.1 | 19.007 | 1 | 2.05 | 9.259 | 194.11 | 1 | 4716981.1321 | 0 | 202.127 | 0.99654
6322 | 2037-04-22 | 17 | 4 | 24.1 | 24.1 | 19.007 | 1 | 2.05 | 9.259 | 156.689 | 1 | 4716981.1321 | 0 | 202.127 | 0.99654
6329 | 2037-04-29 | 18 | 4 | 24.1 | 24.1 | 19.007 | 1 | 2.05 | 9.259 | 101.485 | 1 | 4716981.1321 | 0 | 202.127 | 0.99654
6336 | 2037-05-06 | 19 | 5 | 25.1 | 25.1 | 20.007 | 1 | 2.05 | 9.259 | 88.326 | 1 | 4716981.1321 | 0 | 202.086 | 0.99634
6343 | 2037-05-13 | 20 | 5 | 25.1 | 25.1 | 20.007 | 1 | 2.05 | 9.259 | 98.645 | 1 | 4716981.1321 | 0 | 202.086 | 0.99634
6350 | 2037-05-20 | 21 | 5 | 25.1 | 25.1 | 20.007 | 1 | 2.05 | 9.259 | 98.184 | 1 | 4716981.1321 | 0 | 202.086 | 0.99634
6357 | 2037-05-27 | 22 | 5 | 25.1 | 25.1 | 20.007 | 1 | 2.05 | 9.259 | 112.204 | 1 | 4716981.1321 | 0 | 202.086 | 0.99634
6364 | 2037-06-03 | 23 | 6 | 25.3 | 25.3 | 20.207 | 1 | 2.05 | 9.259 | 44.762 | 1 | 4716981.1321 | 0 | 202.07 | 0.99626
6371 | 2037-06-10 | 24 | 6 | 25.3 | 25.3 | 20.207 | 1 | 2.05 | 9.259 | 48.619 | 1 | 4716981.1321 | 0 | 202.07 | 0.99626
6378 | 2037-06-17 | 25 | 6 | 25.3 | 25.3 | 20.207 | 1 | 2.05 | 9.259 | 46.371 | 1 | 4716981.1321 | 0 | 202.07 | 0.99626
6385 | 2037-06-24 | 26 | 6 | 25.3 | 25.3 | 20.207 | 1 | 2.05 | 9.259 | 31.306 | 1 | 4716981.1321 | 0 | 202.07 | 0.99626
6392 | 2037-07-01 | 27 | 7 | 26 | 26 | 20.907 | 1 | 2.05 | 9.259 | 23.662 | 1 | 4716981.1321 | 0 | 202.05 | 0.99616
6399 | 2037-07-08 | 28 | 7 | 26 | 26 | 20.907 | 1 | 2.05 | 9.259 | 21.414 | 1 | 4716981.1321 | 0 | 202.05 | 0.99616
6406 | 2037-07-15 | 29 | 7 | 26 | 26 | 20.907 | 1 | 2.05 | 9.259 | 23.772 | 1 | 4716981.1321 | 0 | 202.05 | 0.99616
6413 | 2037-07-22 | 30 | 7 | 26 | 26 | 20.907 | 1 | 2.05 | 9.259 | 16.766 | 1 | 4716981.1321 | 0 | 202.05 | 0.99616
6420 | 2037-07-29 | 31 | 7 | 26 | 26.302 | 21.209 | 1 | 2.05 | 9.259 | 11.276 | 1 | 4716981.1321 | 0 | 202.145 | 0.99663
6427 | 2037-08-05 | 32 | 8 | 26.4 | 26.491 | 21.398 | 1 | 2.05 | 9.259 | 9.176 | 0.99104 | 4716981.1321 | 0.015102 | 199.459 | 0.98339
6434 | 2037-08-12 | 33 | 8 | 26.4 | 26.4 | 21.307 | 1 | 2.05 | 9.259 | 9.169 | 0.99028 | 4716981.1321 | 0.016376 | 201.186 | 0.9919
6441 | 2037-08-19 | 34 | 8 | 26.4 | 26.491 | 21.398 | 1 | 2.05 | 9.259 | 9.187 | 0.99222 | 4716981.1321 | 0.0131 | 198.52 | 0.97876
6448 | 2037-08-26 | 35 | 8 | 26.4 | 26.491 | 21.398 | 1 | 2.05 | 9.259 | 9.19 | 0.99255 | 4716981.1321 | 0.012555 | 195.384 | 0.9633
6455 | 2037-09-02 | 36 | 9 | 25 | 25.091 | 19.998 | 1 | 2.05 | 9.259 | 9.192 | 0.99276 | 4716981.1321 | 0.012191 | 192.298 | 0.94808
6462 | 2037-09-09 | 37 | 9 | 25 | 25.091 | 19.998 | 1 | 2.05 | 9.259 | 9.196 | 0.9932 | 4716981.1321 | 0.011463 | 188.27 | 0.92822
6469 | 2037-09-16 | 38 | 9 | 25 | 25 | 19.907 | 1 | 2.05 | 9.259 | 9.17 | 0.99039 | 4716981.1321 | 0.016194 | 190.288 | 0.93817
6476 | 2037-09-23 | 39 | 9 | 25 | 25.091 | 19.998 | 1 | 2.05 | 9.259 | 9.189 | 0.99244 | 4716981.1321 | 0.012737 | 187.994 | 0.92686
6483 | 2037-09-30 | 40 | 9 | 25 | 25.091 | 19.998 | 1 | 2.05 | 9.259 | 9.193 | 0.99287 | 4716981.1321 | 0.012009 | 184.648 | 0.91037
6490 | 2037-10-07 | 41 | 10 | 24.3 | 24.391 | 19.298 | 1 | 2.05 | 9.259 | 9.196 | 0.9932 | 4716981.1321 | 0.011463 | 181.056 | 0.89266
6497 | 2037-10-14 | 42 | 10 | 24.3 | 24.391 | 19.298 | 1 | 2.05 | 9.259 | 9.2 | 0.99363 | 4716981.1321 | 0.010735 | 176.511 | 0.87025
6504 | 2037-10-21 | 43 | 10 | 24.3 | 24.3 | 19.207 | 1 | 2.05 | 9.259 | 9.156 | 0.98888 | 4716981.1321 | 0.018741 | 182.325 | 0.89891
6511 | 2037-10-28 | 44 | 10 | 24.3 | 24.3 | 19.207 | 1 | 2.05 | 9.259 | 24.424 | 1 | 4716981.1321 | 0 | 195.471 | 0.96373
6518 | 2037-11-04 | 45 | 11 | 24.7 | 24.7 | 19.607 | 1 | 2.05 | 9.259 | 9.151 | 0.98834 | 4716981.1321 | 0.019651 | 202.019 | 0.99601
6525 | 2037-11-11 | 46 | 11 | 24.7 | 24.816 | 19.723 | 1 | 2.05 | 9.259 | 11.952 | 1 | 4716981.1321 | 0 | 202.202 | 0.99691
6532 | 2037-11-18 | 47 | 11 | 24.7 | 24.868 | 19.775 | 1 | 2.05 | 9.259 | 12.575 | 1 | 4716981.1321 | 0 | 202.231 | 0.99706
6539 | 2037-11-25 | 48 | 11 | 24.7 | 24.7 | 19.607 | 1 | 2.05 | 9.259 | 19.517 | 1 | 4716981.1321 | 0 | 202.124 | 0.99653
6546 | 2037-12-02 | 49 | 12 | 25.5 | 25.5 | 20.407 | 1 | 2.05 | 9.259 | 110.606 | 1 | 4716981.1321 | 0 | 202.085 | 0.99634
6553 | 2037-12-09 | 50 | 12 | 25.5 | 25.5 | 20.407 | 1 | 2.05 | 9.259 | 139.321 | 1 | 4716981.1321 | 0 | 202.085 | 0.99634
6560 | 2037-12-16 | 51 | 12 | 25.5 | 25.5 | 20.407 | 1 | 2.05 | 9.259 | 81.401 | 1 | 4716981.1321 | 0 | 202.085 | 0.99634
6567 | 2037-12-23 | 52 | 12 | 25.5 | 25.5 | 20.407 | 1 | 2.05 | 9.259 | 52.138 | 1 | 4716981.1321 | 0 | 202.085 | 0.99634
6574 | 2037-12-30 | 53 | 12 | 25.5 | 25.5 | 20.407 | 1 | 2.05 | 9.259 | 36.577 | 1 | 4716981.1321 | 0 | 202.085 | 0.99634
6581 | 2038-01-06 | 2 | 1 | 24.7 | 24.7 | 19.607 | 1 | 2.05 | 9.259 | 51.162 | 1 | 4716981.1321 | 0 | 202.117 | 0.99649
6588 | 2038-01-13 | 3 | 1 | 24.7 | 24.7 | 19.607 | 1 | 2.05 | 9.259 | 185.075 | 1 | 4716981.1321 | 0 | 202.117 | 0.99649
6595 | 2038-01-20 | 4 | 1 | 24.7 | 24.7 | 19.607 | 1 | 2.05 | 9.259 | 102.249 | 1 | 4716981.1321 | 0 | 202.117 | 0.99649
6602 | 2038-01-27 | 5 | 1 | 24.7 | 24.7 | 19.607 | 1 | 2.05 | 9.259 | 111.855 | 1 | 4716981.1321 | 0 | 202.117 | 0.99649
6609 | 2038-02-03 | 6 | 2 | 24.4 | 24.4 | 19.307 | 1 | 2.05 | 9.259 | 78.717 | 1 | 4716981.1321 | 0 | 202.126 | 0.99654
6616 | 2038-02-10 | 7 | 2 | 24.4 | 24.4 | 19.307 | 1 | 2.05 | 9.259 | 52.729 | 1 | 4716981.1321 | 0 | 202.126 | 0.99654
6623 | 2038-02-17 | 8 | 2 | 24.4 | 24.4 | 19.307 | 1 | 2.05 | 9.259 | 41.431 | 1 | 4716981.1321 | 0 | 202.126 | 0.99654
6630 | 2038-02-24 | 9 | 2 | 24.4 | 24.4 | 19.307 | 1 | 2.05 | 9.259 | 45.684 | 1 | 4716981.1321 | 0 | 202.126 | 0.99654
6637 | 2038-03-03 | 10 | 3 | 24.1 | 24.1 | 19.007 | 1 | 2.05 | 9.259 | 35.284 | 1 | 4716981.1321 | 0 | 202.13 | 0.99656
6644 | 2038-03-10 | 11 | 3 | 24.1 | 24.1 | 19.007 | 1 | 2.05 | 9.259 | 26.934 | 1 | 4716981.1321 | 0 | 202.13 | 0.99656
6651 | 2038-03-17 | 12 | 3 | 24.1 | 24.1 | 19.007 | 1 | 2.05 | 9.259 | 21.369 | 1 | 4716981.1321 | 0 | 202.13 | 0.99656
6658 | 2038-03-24 | 13 | 3 | 24.1 | 24.1 | 19.007 | 1 | 2.05 | 9.259 | 21.297 | 1 | 4716981.1321 | 0 | 202.13 | 0.99656
6665 | 2038-03-31 | 14 | 3 | 24.1 | 24.243 | 19.15 | 1 | 2.05 | 9.259 | 13.575 | 1 | 4716981.1321 | 0 | 202.211 | 0.99696
6672 | 2038-04-07 | 15 | 4 | 24.1 | 24.191 | 19.098 | 1 | 2.05 | 9.259 | 10.278 | 1 | 4716981.1321 | 0 | 202.202 | 0.99691
6679 | 2038-04-14 | 16 | 4 | 24.1 | 24.191 | 19.098 | 1 | 2.05 | 9.259 | 9.119 | 0.98488 | 4716981.1321 | 0.025473 | 200.661 | 0.98932
6686 | 2038-04-21 | 17 | 4 | 24.1 | 24.191 | 19.098 | 1 | 2.05 | 9.259 | 9.187 | 0.99222 | 4716981.1321 | 0.0131 | 199.48 | 0.98349
6693 | 2038-04-28 | 18 | 4 | 24.1 | 24.191 | 19.098 | 1 | 2.05 | 9.259 | 9.188 | 0.99233 | 4716981.1321 | 0.012919 | 197.858 | 0.9755
6700 | 2038-05-05 | 19 | 5 | 25.1 | 25.191 | 20.098 | 1 | 2.05 | 9.259 | 6.88 | 0.74306 | 4716981.1321 | 0.43286 | 195.693 | 0.96482
6707 | 2038-05-12 | 20 | 5 | 25.1 | 25.191 | 20.098 | 1 | 2.05 | 9.259 | 6.89 | 0.74414 | 4716981.1321 | 0.43104 | 191.063 | 0.942
6714 | 2038-05-19 | 21 | 5 | 25.1 | 24.866 | 19.773 | 0.99068 | 2.0986 | 9.259 | 5.943 | 0.64186 | 4716981.1321 | 0.60335 | 186.437 | 0.91919
6721 | 2038-05-26 | 22 | 5 | 25.1 | 24.865 | 19.772 | 0.99064 | 2.0988 | 9.259 | 4.896 | 0.52878 | 4716981.1321 | 0.79385 | 186.613 | 0.92006
6728 | 2038-06-02 | 23 | 6 | 25.3 | 25.062 | 19.969 | 0.99059 | 2.099 | 9.259 | 4.572 | 0.49379 | 4716981.1321 | 0.8528 | 185.017 | 0.91219
6735 | 2038-06-09 | 24 | 6 | 25.3 | 24.911 | 19.818 | 0.98462 | 2.131 | 9.259 | 4.586 | 0.4953 | 4716981.1321 | 0.85026 | 180.096 | 0.88792
6742 | 2038-06-16 | 25 | 6 | 25.3 | 24.911 | 19.818 | 0.98462 | 2.131 | 9.259 | 4.594 | 0.49617 | 4716981.1321 | 0.8488 | 173.165 | 0.85375
6749 | 2038-06-23 | 26 | 6 | 25.3 | 24.911 | 19.818 | 0.98462 | 2.131 | 9.259 | 4.597 | 0.49649 | 4716981.1321 | 0.84826 | 165.627 | 0.81659
6756 | 2038-06-30 | 27 | 6 | 25.3 | 24.911 | 19.818 | 0.98462 | 2.131 | 9.259 | 4.595 | 0.49627 | 4716981.1321 | 0.84862 | 158.449 | 0.7812
6763 | 2038-07-07 | 28 | 7 | 26 | 24.197 | 19.104 | 0.93065 | 2.4535 | 9.259 | 4.546 | 0.49098 | 4716981.1321 | 0.85753 | 152.8 | 0.75335
6770 | 2038-07-14 | 29 | 7 | 26 | 24.193 | 19.1 | 0.9305 | 2.4545 | 9.259 | 4.591 | 0.49584 | 4716981.1321 | 0.84935 | 147.366 | 0.72656
6777 | 2038-07-21 | 30 | 7 | 26 | 24.193 | 19.1 | 0.9305 | 2.4545 | 9.259 | 4.597 | 0.49649 | 4716981.1321 | 0.84826 | 140.116 | 0.69081
6784 | 2038-07-28 | 31 | 7 | 26 | 23.14 | 18.047 | 0.89 | 2.7433 | 9.259 | 3.442 | 0.37175 | 4716981.1321 | 1.0584 | 133.134 | 0.65639
6791 | 2038-08-04 | 32 | 8 | 26.4 | 23.496 | 18.403 | 0.89 | 2.7433 | 9.259 | 3.441 | 0.37164 | 4716981.1321 | 1.0586 | 127.256 | 0.62741
6798 | 2038-08-11 | 33 | 8 | 26.4 | 23.733 | 18.64 | 0.89898 | 2.6754 | 9.259 | 3.434 | 0.37088 | 4716981.1321 | 1.0599 | 123.049 | 0.60667
6805 | 2038-08-18 | 34 | 8 | 26.4 | 23.733 | 18.64 | 0.89898 | 2.6754 | 9.259 | 3.444 | 0.37196 | 4716981.1321 | 1.058 | 116.287 | 0.57333
6812 | 2038-08-25 | 35 | 8 | 26.4 | 23.733 | 18.64 | 0.89898 | 2.6754 | 9.259 | 3.438 | 0.37131 | 4716981.1321 | 1.0591 | 110.885 | 0.54669
6819 | 2038-09-01 | 36 | 9 | 25 | 22.475 | 17.382 | 0.899 | 2.6752 | 9.259 | 3.441 | 0.37164 | 4716981.1321 | 1.0586 | 105.375 | 0.51953
6826 | 2038-09-08 | 37 | 9 | 25 | 23.625 | 18.532 | 0.945 | 2.3614 | 9.259 | 3.442 | 0.37175 | 4716981.1321 | 1.0584 | 98.844 | 0.48733
6833 | 2038-09-15 | 38 | 9 | 25 | 23.625 | 18.532 | 0.945 | 2.3614 | 9.259 | 3.444 | 0.37196 | 4716981.1321 | 1.058 | 91.837 | 0.45278
6840 | 2038-09-22 | 39 | 9 | 25 | 23.625 | 18.532 | 0.945 | 2.3614 | 9.259 | 3.432 | 0.37067 | 4716981.1321 | 1.0602 | 87.906 | 0.4334
6847 | 2038-09-29 | 40 | 9 | 25 | 23.625 | 18.532 | 0.945 | 2.3614 | 9.259 | 3.41 | 0.36829 | 4716981.1321 | 1.0642 | 89.035 | 0.43897
6854 | 2038-10-06 | 41 | 10 | 24.3 | 23.937 | 18.844 | 0.98506 | 2.1286 | 9.259 | 4.555 | 0.49195 | 4716981.1321 | 0.8559 | 100.116 | 0.4936
6861 | 2038-10-13 | 42 | 10 | 24.3 | 24.1 | 19.007 | 0.99177 | 2.0928 | 9.259 | 4.548 | 0.4912 | 4716981.1321 | 0.85717 | 104.103 | 0.51326
6868 | 2038-10-20 | 43 | 10 | 24.3 | 24.1 | 19.007 | 0.99177 | 2.0928 | 9.259 | 4.568 | 0.49336 | 4716981.1321 | 0.85353 | 103.388 | 0.50973
6875 | 2038-10-27 | 44 | 10 | 24.3 | 24.1 | 19.007 | 0.99177 | 2.0928 | 9.259 | 4.565 | 0.49303 | 4716981.1321 | 0.85408 | 103.439 | 0.50998
6882 | 2038-11-03 | 45 | 11 | 24.7 | 24.495 | 19.402 | 0.9917 | 2.0932 | 9.259 | 4.572 | 0.49379 | 4716981.1321 | 0.8528 | 101.572 | 0.50078
6889 | 2038-11-10 | 46 | 11 | 24.7 | 24.52 | 19.427 | 0.99271 | 2.0878 | 9.259 | 4.571 | 0.49368 | 4716981.1321 | 0.85299 | 100.071 | 0.49338
6896 | 2038-11-17 | 47 | 11 | 24.7 | 24.428 | 19.335 | 0.98899 | 2.1075 | 9.259 | 16.347 | 1 | 4716981.1321 | 0 | 112.405 | 0.55419
6903 | 2038-11-24 | 48 | 11 | 24.7 | 24.7 | 19.607 | 1 | 2.05 | 9.259 | 64.935 | 1 | 4716981.1321 | 0 | 126.08 | 0.62161
6910 | 2038-12-01 | 49 | 12 | 25.5 | 25.5 | 20.407 | 1 | 2.05 | 9.259 | 55.534 | 1 | 4716981.1321 | 0 | 138.038 | 0.68057
6917 | 2038-12-08 | 50 | 12 | 25.5 | 25.5 | 20.407 | 1 | 2.05 | 9.259 | 87.609 | 1 | 4716981.1321 | 0 | 151.093 | 0.74493
6924 | 2038-12-15 | 51 | 12 | 25.5 | 25.5 | 20.407 | 1 | 2.05 | 9.259 | 92.439 | 1 | 4716981.1321 | 0 | 165.17 | 0.81434
6931 | 2038-12-22 | 52 | 12 | 25.5 | 25.5 | 20.407 | 1 | 2.05 | 9.259 | 56.563 | 1 | 4716981.1321 | 0 | 178.134 | 0.87825
6938 | 2038-12-29 | 53 | 12 | 25.5 | 25.5 | 20.407 | 1 | 2.05 | 9.259 | 163.249 | 1 | 4716981.1321 | 0 | 195.287 | 0.96282
6945 | 2039-01-05 | 2 | 1 | 24.7 | 24.7 | 19.607 | 1 | 2.05 | 9.259 | 169.405 | 1 | 4716981.1321 | 0 | 202.117 | 0.99649
6952 | 2039-01-12 | 3 | 1 | 24.7 | 24.7 | 19.607 | 1 | 2.05 | 9.259 | 210.419 | 1 | 4716981.1321 | 0 | 202.117 | 0.99649
6959 | 2039-01-19 | 4 | 1 | 24.7 | 24.7 | 19.607 | 1 | 2.05 | 9.259 | 293.129 | 1 | 4716981.1321 | 0 | 202.117 | 0.99649
6966 | 2039-01-26 | 5 | 1 | 24.7 | 24.7 | 19.607 | 1 | 2.05 | 9.259 | 333.989 | 1 | 4716981.1321 | 0 | 202.117 | 0.99649
6973 | 2039-02-02 | 6 | 2 | 24.4 | 24.4 | 19.307 | 1 | 2.05 | 9.259 | 203.732 | 1 | 4716981.1321 | 0 | 202.126 | 0.99654
6980 | 2039-02-09 | 7 | 2 | 24.4 | 24.4 | 19.307 | 1 | 2.05 | 9.259 | 126.231 | 1 | 4716981.1321 | 0 | 202.126 | 0.99654
6987 | 2039-02-16 | 8 | 2 | 24.4 | 24.4 | 19.307 | 1 | 2.05 | 9.259 | 88.11 | 1 | 4716981.1321 | 0 | 202.126 | 0.99654
6994 | 2039-02-23 | 9 | 2 | 24.4 | 24.4 | 19.307 | 1 | 2.05 | 9.259 | 100.908 | 1 | 4716981.1321 | 0 | 202.126 | 0.99654
7001 | 2039-03-02 | 10 | 3 | 24.1 | 24.1 | 19.007 | 1 | 2.05 | 9.259 | 99.508 | 1 | 4716981.1321 | 0 | 202.13 | 0.99656
7008 | 2039-03-09 | 11 | 3 | 24.1 | 24.1 | 19.007 | 1 | 2.05 | 9.259 | 87.678 | 1 | 4716981.1321 | 0 | 202.13 | 0.99656
7015 | 2039-03-16 | 12 | 3 | 24.1 | 24.1 | 19.007 | 1 | 2.05 | 9.259 | 69.931 | 1 | 4716981.1321 | 0 | 202.13 | 0.99656
7022 | 2039-03-23 | 13 | 3 | 24.1 | 24.1 | 19.007 | 1 | 2.05 | 9.259 | 65.36 | 1 | 4716981.1321 | 0 | 202.13 | 0.99656
7029 | 2039-03-30 | 14 | 3 | 24.1 | 24.1 | 19.007 | 1 | 2.05 | 9.259 | 84.587 | 1 | 4716981.1321 | 0 | 202.13 | 0.99656
7036 | 2039-04-06 | 15 | 4 | 24.1 | 24.1 | 19.007 | 1 | 2.05 | 9.259 | 155.37 | 1 | 4716981.1321 | 0 | 202.127 | 0.99654
7043 | 2039-04-13 | 16 | 4 | 24.1 | 24.1 | 19.007 | 1 | 2.05 | 9.259 | 63.064 | 1 | 4716981.1321 | 0 | 202.127 | 0.99654
7050 | 2039-04-20 | 17 | 4 | 24.1 | 24.1 | 19.007 | 1 | 2.05 | 9.259 | 46.724 | 1 | 4716981.1321 | 0 | 202.127 | 0.99654
7057 | 2039-04-27 | 18 | 4 | 24.1 | 24.1 | 19.007 | 1 | 2.05 | 9.259 | 93.517 | 1 | 4716981.1321 | 0 | 202.127 | 0.99654
7064 | 2039-05-04 | 19 | 5 | 25.1 | 25.1 | 20.007 | 1 | 2.05 | 9.259 | 80.959 | 1 | 4716981.1321 | 0 | 202.086 | 0.99634
7071 | 2039-05-11 | 20 | 5 | 25.1 | 25.1 | 20.007 | 1 | 2.05 | 9.259 | 50.172 | 1 | 4716981.1321 | 0 | 202.086 | 0.99634
7078 | 2039-05-18 | 21 | 5 | 25.1 | 25.1 | 20.007 | 1 | 2.05 | 9.259 | 40.203 | 1 | 4716981.1321 | 0 | 202.086 | 0.99634
7085 | 2039-05-25 | 22 | 5 | 25.1 | 25.1 | 20.007 | 1 | 2.05 | 9.259 | 20.095 | 1 | 4716981.1321 | 0 | 202.086 | 0.99634
7092 | 2039-06-01 | 23 | 6 | 25.3 | 25.323 | 20.23 | 1 | 2.05 | 9.259 | 10.842 | 1 | 4716981.1321 | 0 | 202.088 | 0.99635
7099 | 2039-06-08 | 24 | 6 | 25.3 | 25.391 | 20.298 | 1 | 2.05 | 9.259 | 9.085 | 0.98121 | 4716981.1321 | 0.031659 | 201.467 | 0.99329
7106 | 2039-06-15 | 25 | 6 | 25.3 | 25.3 | 20.207 | 1 | 2.05 | 9.259 | 12.961 | 1 | 4716981.1321 | 0 | 202.07 | 0.99626
7113 | 2039-06-22 | 26 | 6 | 25.3 | 25.626 | 20.533 | 1 | 2.05 | 9.259 | 11.621 | 1 | 4716981.1321 | 0 | 202.167 | 0.99674
7120 | 2039-06-29 | 27 | 6 | 25.3 | 25.391 | 20.298 | 1 | 2.05 | 9.259 | 9.174 | 0.99082 | 4716981.1321 | 0.015466 | 199.946 | 0.98579
7127 | 2039-07-06 | 28 | 7 | 26 | 26.091 | 20.998 | 1 | 2.05 | 9.259 | 9.186 | 0.99212 | 4716981.1321 | 0.013282 | 197.711 | 0.97477
7134 | 2039-07-13 | 29 | 7 | 26 | 26.091 | 20.998 | 1 | 2.05 | 9.259 | 9.191 | 0.99266 | 4716981.1321 | 0.012373 | 194.552 | 0.9592
7141 | 2039-07-20 | 30 | 7 | 26 | 26 | 20.907 | 1 | 2.05 | 9.259 | 9.153 | 0.98855 | 4716981.1321 | 0.019287 | 200.045 | 0.98628
7148 | 2039-07-27 | 31 | 7 | 26 | 26.108 | 21.015 | 1 | 2.05 | 9.259 | 9.173 | 0.99071 | 4716981.1321 | 0.015648 | 200.81 | 0.99005
7155 | 2039-08-03 | 32 | 8 | 26.4 | 26.4 | 21.307 | 1 | 2.05 | 9.259 | 25.851 | 1 | 4716981.1321 | 0 | 202.043 | 0.99613
7162 | 2039-08-10 | 33 | 8 | 26.4 | 26.4 | 21.307 | 1 | 2.05 | 9.259 | 12.239 | 1 | 4716981.1321 | 0 | 202.043 | 0.99613
7169 | 2039-08-17 | 34 | 8 | 26.4 | 26.491 | 21.398 | 1 | 2.05 | 9.259 | 9.18 | 0.99147 | 4716981.1321 | 0.014374 | 200.261 | 0.98734
7176 | 2039-08-24 | 35 | 8 | 26.4 | 26.491 | 21.398 | 1 | 2.05 | 9.259 | 9.185 | 0.99201 | 4716981.1321 | 0.013464 | 198.678 | 0.97954
7183 | 2039-08-31 | 36 | 8 | 26.4 | 26.491 | 21.398 | 1 | 2.05 | 9.259 | 9.18 | 0.99147 | 4716981.1321 | 0.014374 | 199.453 | 0.98336
7190 | 2039-09-07 | 37 | 9 | 25 | 25.091 | 19.998 | 1 | 2.05 | 9.259 | 9.188 | 0.99233 | 4716981.1321 | 0.012919 | 197.796 | 0.97519
7197 | 2039-09-14 | 38 | 9 | 25 | 25.091 | 19.998 | 1 | 2.05 | 9.259 | 9.203 | 0.99395 | 4716981.1321 | 0.010189 | 192.532 | 0.94924
7204 | 2039-09-21 | 39 | 9 | 25 | 25.091 | 19.998 | 1 | 2.05 | 9.259 | 9.21 | 0.99471 | 4716981.1321 | 0.0089156 | 185.332 | 0.91374
7211 | 2039-09-28 | 40 | 9 | 25 | 25.091 | 19.998 | 1 | 2.05 | 9.259 | 9.215 | 0.99525 | 4716981.1321 | 0.0080058 | 176.807 | 0.87171
7218 | 2039-10-05 | 41 | 10 | 24.3 | 24.391 | 19.298 | 1 | 2.05 | 9.259 | 9.185 | 0.99201 | 4716981.1321 | 0.013464 | 176.351 | 0.86946
7225 | 2039-10-12 | 42 | 10 | 24.3 | 24.3 | 19.207 | 1 | 2.05 | 9.259 | 51.71 | 1 | 4716981.1321 | 0 | 193.575 | 0.95438
7232 | 2039-10-19 | 43 | 10 | 24.3 | 24.3 | 19.207 | 1 | 2.05 | 9.259 | 88.504 | 1 | 4716981.1321 | 0 | 202.121 | 0.99651
7239 | 2039-10-26 | 44 | 10 | 24.3 | 24.3 | 19.207 | 1 | 2.05 | 9.259 | 40.567 | 1 | 4716981.1321 | 0 | 202.121 | 0.99651
7246 | 2039-11-02 | 45 | 11 | 24.7 | 24.7 | 19.607 | 1 | 2.05 | 9.259 | 64.336 | 1 | 4716981.1321 | 0 | 202.124 | 0.99653
7253 | 2039-11-09 | 46 | 11 | 24.7 | 24.7 | 19.607 | 1 | 2.05 | 9.259 | 90.714 | 1 | 4716981.1321 | 0 | 202.124 | 0.99653
7260 | 2039-11-16 | 47 | 11 | 24.7 | 24.7 | 19.607 | 1 | 2.05 | 9.259 | 149.088 | 1 | 4716981.1321 | 0 | 202.124 | 0.99653
7267 | 2039-11-23 | 48 | 11 | 24.7 | 24.7 | 19.607 | 1 | 2.05 | 9.259 | 207.377 | 1 | 4716981.1321 | 0 | 202.124 | 0.99653
7274 | 2039-11-30 | 49 | 11 | 24.7 | 24.7 | 19.607 | 1 | 2.05 | 9.259 | 206.8 | 1 | 4716981.1321 | 0 | 202.124 | 0.99653
7281 | 2039-12-07 | 50 | 12 | 25.5 | 25.5 | 20.407 | 1 | 2.05 | 9.259 | 204.536 | 1 | 4716981.1321 | 0 | 202.085 | 0.99634
7288 | 2039-12-14 | 51 | 12 | 25.5 | 25.5 | 20.407 | 1 | 2.05 | 9.259 | 137.481 | 1 | 4716981.1321 | 0 | 202.085 | 0.99634
7295 | 2039-12-21 | 52 | 12 | 25.5 | 25.5 | 20.407 | 1 | 2.05 | 9.259 | 83.377 | 1 | 4716981.1321 | 0 | 202.085 | 0.99634
7302 | 2039-12-28 | 53 | 12 | 25.5 | 25.5 | 20.407 | 1 | 2.05 | 9.259 | 64.807 | 1 | 4716981.1321 | 0 | 202.085 | 0.99634
7309 | 2040-01-04 | 1 | 1 | 24.7 | 24.7 | 19.607 | 1 | 2.05 | 9.259 | 85.314 | 1 | 4716981.1321 | 0 | 202.117 | 0.99649
7316 | 2040-01-11 | 2 | 1 | 24.7 | 24.7 | 19.607 | 1 | 2.05 | 9.259 | 54.211 | 1 | 4716981.1321 | 0 | 202.117 | 0.99649
7323 | 2040-01-18 | 3 | 1 | 24.7 | 24.7 | 19.607 | 1 | 2.05 | 9.259 | 30.741 | 1 | 4716981.1321 | 0 | 202.117 | 0.99649
7330 | 2040-01-25 | 4 | 1 | 24.7 | 24.7 | 19.607 | 1 | 2.05 | 9.259 | 137.052 | 1 | 4716981.1321 | 0 | 202.117 | 0.99649
7337 | 2040-02-01 | 5 | 2 | 24.4 | 24.4 | 19.307 | 1 | 2.05 | 9.259 | 230.21 | 1 | 4716981.1321 | 0 | 202.126 | 0.99654
7344 | 2040-02-08 | 6 | 2 | 24.4 | 24.4 | 19.307 | 1 | 2.05 | 9.259 | 332.374 | 1 | 4716981.1321 | 0 | 202.126 | 0.99654
7351 | 2040-02-15 | 7 | 2 | 24.4 | 24.4 | 19.307 | 1 | 2.05 | 9.259 | 160.117 | 1 | 4716981.1321 | 0 | 202.126 | 0.99654
7358 | 2040-02-22 | 8 | 2 | 24.4 | 24.4 | 19.307 | 1 | 2.05 | 9.259 | 193.804 | 1 | 4716981.1321 | 0 | 202.126 | 0.99654
7365 | 2040-02-29 | 9 | 2 | 24.4 | 24.1 | 19.007 | 0.9877 | 2.1144 | 9.259 | 136.803 | 1 | 4716981.1321 | 0 | 202.13 | 0.99656
7372 | 2040-03-07 | 10 | 3 | 24.1 | 24.1 | 19.007 | 1 | 2.05 | 9.259 | 85.785 | 1 | 4716981.1321 | 0 | 202.13 | 0.99656
7379 | 2040-03-14 | 11 | 3 | 24.1 | 24.1 | 19.007 | 1 | 2.05 | 9.259 | 187.328 | 1 | 4716981.1321 | 0 | 202.13 | 0.99656
7386 | 2040-03-21 | 12 | 3 | 24.1 | 24.1 | 19.007 | 1 | 2.05 | 9.259 | 194.188 | 1 | 4716981.1321 | 0 | 202.13 | 0.99656
7393 | 2040-03-28 | 13 | 3 | 24.1 | 24.1 | 19.007 | 1 | 2.05 | 9.259 | 126.438 | 1 | 4716981.1321 | 0 | 202.13 | 0.99656
7400 | 2040-04-04 | 14 | 4 | 24.1 | 24.1 | 19.007 | 1 | 2.05 | 9.259 | 84.009 | 1 | 4716981.1321 | 0 | 202.127 | 0.99654
7407 | 2040-04-11 | 15 | 4 | 24.1 | 24.1 | 19.007 | 1 | 2.05 | 9.259 | 64.001 | 1 | 4716981.1321 | 0 | 202.127 | 0.99654
7414 | 2040-04-18 | 16 | 4 | 24.1 | 24.1 | 19.007 | 1 | 2.05 | 9.259 | 64.973 | 1 | 4716981.1321 | 0 | 202.127 | 0.99654
7421 | 2040-04-25 | 17 | 4 | 24.1 | 24.1 | 19.007 | 1 | 2.05 | 9.259 | 65.988 | 1 | 4716981.1321 | 0 | 202.127 | 0.99654
7428 | 2040-05-02 | 18 | 5 | 25.1 | 25.1 | 20.007 | 1 | 2.05 | 9.259 | 50.773 | 1 | 4716981.1321 | 0 | 202.086 | 0.99634
7435 | 2040-05-09 | 19 | 5 | 25.1 | 25.1 | 20.007 | 1 | 2.05 | 9.259 | 34.695 | 1 | 4716981.1321 | 0 | 202.086 | 0.99634
7442 | 2040-05-16 | 20 | 5 | 25.1 | 25.1 | 20.007 | 1 | 2.05 | 9.259 | 28.638 | 1 | 4716981.1321 | 0 | 202.086 | 0.99634
7449 | 2040-05-23 | 21 | 5 | 25.1 | 25.1 | 20.007 | 1 | 2.05 | 9.259 | 31.488 | 1 | 4716981.1321 | 0 | 202.086 | 0.99634
7456 | 2040-05-30 | 22 | 5 | 25.1 | 25.1 | 20.007 | 1 | 2.05 | 9.259 | 20.827 | 1 | 4716981.1321 | 0 | 202.086 | 0.99634
7463 | 2040-06-06 | 23 | 6 | 25.3 | 25.409 | 20.316 | 1 | 2.05 | 9.259 | 11.949 | 1 | 4716981.1321 | 0 | 202.147 | 0.99664
7470 | 2040-06-13 | 24 | 6 | 25.3 | 25.391 | 20.298 | 1 | 2.05 | 9.259 | 9.121 | 0.9851 | 4716981.1321 | 0.025109 | 202.144 | 0.99663
7477 | 2040-06-20 | 25 | 6 | 25.3 | 25.391 | 20.298 | 1 | 2.05 | 9.259 | 9.074 | 0.98002 | 4716981.1321 | 0.033661 | 201.077 | 0.99137
7484 | 2040-06-27 | 26 | 6 | 25.3 | 25.391 | 20.298 | 1 | 2.05 | 9.259 | 9.196 | 0.9932 | 4716981.1321 | 0.011463 | 197.003 | 0.97128
7491 | 2040-07-04 | 27 | 7 | 26 | 26.091 | 20.998 | 1 | 2.05 | 9.259 | 6.886 | 0.74371 | 4716981.1321 | 0.43177 | 193.163 | 0.95235
7498 | 2040-07-11 | 28 | 7 | 26 | 26.091 | 20.998 | 1 | 2.05 | 9.259 | 6.868 | 0.74176 | 4716981.1321 | 0.43504 | 193.444 | 0.95373
7505 | 2040-07-18 | 29 | 7 | 26 | 26.091 | 20.998 | 1 | 2.05 | 9.259 | 9.183 | 0.99179 | 4716981.1321 | 0.013828 | 192.166 | 0.94743
7512 | 2040-07-25 | 30 | 7 | 26 | 26.091 | 20.998 | 1 | 2.05 | 9.259 | 9.192 | 0.99276 | 4716981.1321 | 0.012191 | 188.883 | 0.93125
7519 | 2040-08-01 | 31 | 8 | 26.4 | 26.491 | 21.398 | 1 | 2.05 | 9.259 | 6.893 | 0.74446 | 4716981.1321 | 0.4305 | 182.852 | 0.90151
7526 | 2040-08-08 | 32 | 8 | 26.4 | 26.491 | 21.398 | 1 | 2.05 | 9.259 | 6.907 | 0.74598 | 4716981.1321 | 0.42795 | 173.627 | 0.85603
7533 | 2040-08-15 | 33 | 8 | 26.4 | 26.491 | 21.398 | 1 | 2.05 | 9.259 | 6.906 | 0.74587 | 4716981.1321 | 0.42813 | 164.518 | 0.81112
7540 | 2040-08-22 | 34 | 8 | 26.4 | 26.491 | 21.398 | 1 | 2.05 | 9.259 | 6.908 | 0.74608 | 4716981.1321 | 0.42777 | 154.73 | 0.76286
7547 | 2040-08-29 | 35 | 8 | 26.4 | 26.491 | 21.398 | 1 | 2.05 | 9.259 | 6.91 | 0.7463 | 4716981.1321 | 0.4274 | 144.547 | 0.71266
7554 | 2040-09-05 | 36 | 9 | 25 | 24.767 | 19.674 | 0.99068 | 2.0986 | 9.259 | 5.97 | 0.64478 | 4716981.1321 | 0.59844 | 135 | 0.66559
7561 | 2040-09-12 | 37 | 9 | 25 | 24.766 | 19.673 | 0.99064 | 2.0988 | 9.259 | 4.593 | 0.49606 | 4716981.1321 | 0.84898 | 128.286 | 0.63249
7568 | 2040-09-19 | 38 | 9 | 25 | 24.766 | 19.673 | 0.99064 | 2.0988 | 9.259 | 4.58 | 0.49465 | 4716981.1321 | 0.85135 | 124.714 | 0.61488
7575 | 2040-09-26 | 39 | 9 | 25 | 24.766 | 19.673 | 0.99064 | 2.0988 | 9.259 | 4.588 | 0.49552 | 4716981.1321 | 0.84989 | 119.288 | 0.58812
7582 | 2040-10-03 | 40 | 10 | 24.3 | 24.1 | 19.007 | 0.99177 | 2.0928 | 9.259 | 4.58 | 0.49465 | 4716981.1321 | 0.85135 | 116.333 | 0.57355
7589 | 2040-10-10 | 41 | 10 | 24.3 | 24.1 | 19.007 | 0.99177 | 2.0928 | 9.259 | 4.574 | 0.49401 | 4716981.1321 | 0.85244 | 114.739 | 0.5657
7596 | 2040-10-17 | 42 | 10 | 24.3 | 24.1 | 19.007 | 0.99177 | 2.0928 | 9.259 | 4.56 | 0.49249 | 4716981.1321 | 0.85499 | 116.569 | 0.57472
7603 | 2040-10-24 | 43 | 10 | 24.3 | 24.1 | 19.007 | 0.99177 | 2.0928 | 9.259 | 4.57 | 0.49357 | 4716981.1321 | 0.85317 | 115.902 | 0.57143
7610 | 2040-10-31 | 44 | 10 | 24.3 | 24.7 | 19.607 | 1 | 2.05 | 9.259 | 43.752 | 1 | 4716981.1321 | 0 | 129.869 | 0.64029
7617 | 2040-11-07 | 45 | 11 | 24.7 | 24.7 | 19.607 | 1 | 2.05 | 9.259 | 66.165 | 1 | 4716981.1321 | 0 | 144.689 | 0.71336
7624 | 2040-11-14 | 46 | 11 | 24.7 | 24.7 | 19.607 | 1 | 2.05 | 9.259 | 244.335 | 1 | 4716981.1321 | 0 | 162.97 | 0.80349
7631 | 2040-11-21 | 47 | 11 | 24.7 | 24.7 | 19.607 | 1 | 2.05 | 9.259 | 180.905 | 1 | 4716981.1321 | 0 | 177.801 | 0.87661
7638 | 2040-11-28 | 48 | 11 | 24.7 | 24.7 | 19.607 | 1 | 2.05 | 9.259 | 72.665 | 1 | 4716981.1321 | 0 | 190.862 | 0.941
7645 | 2040-12-05 | 49 | 12 | 25.5 | 25.5 | 20.407 | 1 | 2.05 | 9.259 | 54.151 | 1 | 4716981.1321 | 0 | 202.085 | 0.99634
7652 | 2040-12-12 | 50 | 12 | 25.5 | 25.5 | 20.407 | 1 | 2.05 | 9.259 | 79.584 | 1 | 4716981.1321 | 0 | 202.085 | 0.99634
7659 | 2040-12-19 | 51 | 12 | 25.5 | 25.5 | 20.407 | 1 | 2.05 | 9.259 | 61.243 | 1 | 4716981.1321 | 0 | 202.085 | 0.99634
7666 | 2040-12-26 | 52 | 12 | 25.5 | 25.5 | 20.407 | 1 | 2.05 | 9.259 | 54.149 | 1 | 4716981.1321 | 0 | 202.085 | 0.99634
7673 | 2041-01-02 | 1 | 1 | 24.7 | 24.7 | 19.607 | 1 | 2.05 | 9.259 | 43.293 | 1 | 4716981.1321 | 0 | 202.117 | 0.99649
7680 | 2041-01-09 | 2 | 1 | 24.7 | 24.7 | 19.607 | 1 | 2.05 | 9.259 | 49.392 | 1 | 4716981.1321 | 0 | 202.117 | 0.99649
7687 | 2041-01-16 | 3 | 1 | 24.7 | 24.7 | 19.607 | 1 | 2.05 | 9.259 | 117.417 | 1 | 4716981.1321 | 0 | 202.117 | 0.99649
7694 | 2041-01-23 | 4 | 1 | 24.7 | 24.7 | 19.607 | 1 | 2.05 | 9.259 | 243.989 | 1 | 4716981.1321 | 0 | 202.117 | 0.99649
7701 | 2041-01-30 | 5 | 1 | 24.7 | 24.7 | 19.607 | 1 | 2.05 | 9.259 | 162.782 | 1 | 4716981.1321 | 0 | 202.117 | 0.99649
7708 | 2041-02-06 | 6 | 2 | 24.4 | 24.4 | 19.307 | 1 | 2.05 | 9.259 | 157.805 | 1 | 4716981.1321 | 0 | 202.126 | 0.99654
7715 | 2041-02-13 | 7 | 2 | 24.4 | 24.4 | 19.307 | 1 | 2.05 | 9.259 | 175.25 | 1 | 4716981.1321 | 0 | 202.126 | 0.99654
7722 | 2041-02-20 | 8 | 2 | 24.4 | 24.4 | 19.307 | 1 | 2.05 | 9.259 | 154.717 | 1 | 4716981.1321 | 0 | 202.126 | 0.99654
7729 | 2041-02-27 | 9 | 2 | 24.4 | 24.4 | 19.307 | 1 | 2.05 | 9.259 | 172.114 | 1 | 4716981.1321 | 0 | 202.126 | 0.99654
7736 | 2041-03-06 | 10 | 3 | 24.1 | 24.1 | 19.007 | 1 | 2.05 | 9.259 | 259.057 | 1 | 4716981.1321 | 0 | 202.13 | 0.99656
7743 | 2041-03-13 | 11 | 3 | 24.1 | 24.1 | 19.007 | 1 | 2.05 | 9.259 | 155.841 | 1 | 4716981.1321 | 0 | 202.13 | 0.99656
7750 | 2041-03-20 | 12 | 3 | 24.1 | 24.1 | 19.007 | 1 | 2.05 | 9.259 | 99.32 | 1 | 4716981.1321 | 0 | 202.13 | 0.99656
7757 | 2041-03-27 | 13 | 3 | 24.1 | 24.1 | 19.007 | 1 | 2.05 | 9.259 | 155.961 | 1 | 4716981.1321 | 0 | 202.13 | 0.99656
7764 | 2041-04-03 | 14 | 4 | 24.1 | 24.1 | 19.007 | 1 | 2.05 | 9.259 | 171.447 | 1 | 4716981.1321 | 0 | 202.127 | 0.99654
7771 | 2041-04-10 | 15 | 4 | 24.1 | 24.1 | 19.007 | 1 | 2.05 | 9.259 | 86.038 | 1 | 4716981.1321 | 0 | 202.127 | 0.99654
7778 | 2041-04-17 | 16 | 4 | 24.1 | 24.1 | 19.007 | 1 | 2.05 | 9.259 | 77.493 | 1 | 4716981.1321 | 0 | 202.127 | 0.99654
7785 | 2041-04-24 | 17 | 4 | 24.1 | 24.1 | 19.007 | 1 | 2.05 | 9.259 | 53.808 | 1 | 4716981.1321 | 0 | 202.127 | 0.99654
7792 | 2041-05-01 | 18 | 5 | 25.1 | 25.1 | 20.007 | 1 | 2.05 | 9.259 | 44.112 | 1 | 4716981.1321 | 0 | 202.086 | 0.99634
7799 | 2041-05-08 | 19 | 5 | 25.1 | 25.1 | 20.007 | 1 | 2.05 | 9.259 | 34.432 | 1 | 4716981.1321 | 0 | 202.086 | 0.99634
7806 | 2041-05-15 | 20 | 5 | 25.1 | 25.1 | 20.007 | 1 | 2.05 | 9.259 | 30.554 | 1 | 4716981.1321 | 0 | 202.086 | 0.99634
7813 | 2041-05-22 | 21 | 5 | 25.1 | 25.1 | 20.007 | 1 | 2.05 | 9.259 | 45.218 | 1 | 4716981.1321 | 0 | 202.086 | 0.99634
7820 | 2041-05-29 | 22 | 5 | 25.1 | 25.1 | 20.007 | 1 | 2.05 | 9.259 | 38.807 | 1 | 4716981.1321 | 0 | 202.086 | 0.99634
7827 | 2041-06-05 | 23 | 6 | 25.3 | 25.3 | 20.207 | 1 | 2.05 | 9.259 | 87.011 | 1 | 4716981.1321 | 0 | 202.07 | 0.99626
7834 | 2041-06-12 | 24 | 6 | 25.3 | 25.3 | 20.207 | 1 | 2.05 | 9.259 | 69.67 | 1 | 4716981.1321 | 0 | 202.07 | 0.99626
7841 | 2041-06-19 | 25 | 6 | 25.3 | 25.3 | 20.207 | 1 | 2.05 | 9.259 | 22.329 | 1 | 4716981.1321 | 0 | 202.07 | 0.99626
7848 | 2041-06-26 | 26 | 6 | 25.3 | 25.453 | 20.36 | 1 | 2.05 | 9.259 | 12.234 | 1 | 4716981.1321 | 0 | 202.172 | 0.99677
7855 | 2041-07-03 | 27 | 7 | 26 | 26.091 | 20.998 | 1 | 2.05 | 9.259 | 9.101 | 0.98294 | 4716981.1321 | 0.028748 | 200.732 | 0.98967
7862 | 2041-07-10 | 28 | 7 | 26 | 26 | 20.907 | 1 | 2.05 | 9.259 | 13.383 | 1 | 4716981.1321 | 0 | 202.05 | 0.99616
7869 | 2041-07-17 | 29 | 7 | 26 | 26 | 20.907 | 1 | 2.05 | 9.259 | 16.231 | 1 | 4716981.1321 | 0 | 202.05 | 0.99616
7876 | 2041-07-24 | 30 | 7 | 26 | 26 | 20.907 | 1 | 2.05 | 9.259 | 18.523 | 1 | 4716981.1321 | 0 | 202.05 | 0.99616
7883 | 2041-07-31 | 31 | 7 | 26 | 26 | 20.907 | 1 | 2.05 | 9.259 | 19.48 | 1 | 4716981.1321 | 0 | 202.05 | 0.99616
7890 | 2041-08-07 | 32 | 8 | 26.4 | 26.4 | 21.307 | 1 | 2.05 | 9.259 | 16.747 | 1 | 4716981.1321 | 0 | 202.043 | 0.99613
7897 | 2041-08-14 | 33 | 8 | 26.4 | 26.4 | 21.307 | 1 | 2.05 | 9.259 | 36.418 | 1 | 4716981.1321 | 0 | 202.043 | 0.99613
7904 | 2041-08-21 | 34 | 8 | 26.4 | 26.4 | 21.307 | 1 | 2.05 | 9.259 | 46.246 | 1 | 4716981.1321 | 0 | 202.043 | 0.99613
7911 | 2041-08-28 | 35 | 8 | 26.4 | 26.4 | 21.307 | 1 | 2.05 | 9.259 | 20.825 | 1 | 4716981.1321 | 0 | 202.043 | 0.99613
7918 | 2041-09-04 | 36 | 9 | 25 | 25.108 | 20.015 | 1 | 2.05 | 9.259 | 11.736 | 1 | 4716981.1321 | 0 | 202.167 | 0.99674
7925 | 2041-09-11 | 37 | 9 | 25 | 25.091 | 19.998 | 1 | 2.05 | 9.259 | 9.653 | 1 | 4716981.1321 | 0 | 202.165 | 0.99673
7932 | 2041-09-18 | 38 | 9 | 25 | 25.091 | 19.998 | 1 | 2.05 | 9.259 | 9.12 | 0.98499 | 4716981.1321 | 0.025291 | 200.59 | 0.98897
7939 | 2041-09-25 | 39 | 9 | 25 | 25.091 | 19.998 | 1 | 2.05 | 9.259 | 9.192 | 0.99276 | 4716981.1321 | 0.012191 | 197.674 | 0.97459
7946 | 2041-10-02 | 40 | 10 | 24.3 | 24.391 | 19.298 | 1 | 2.05 | 9.259 | 9.195 | 0.99309 | 4716981.1321 | 0.011645 | 194.199 | 0.95746
7953 | 2041-10-09 | 41 | 10 | 24.3 | 24.391 | 19.298 | 1 | 2.05 | 9.259 | 9.177 | 0.99114 | 4716981.1321 | 0.01492 | 195.077 | 0.96179
7960 | 2041-10-16 | 42 | 10 | 24.3 | 24.391 | 19.298 | 1 | 2.05 | 9.259 | 9.187 | 0.99222 | 4716981.1321 | 0.0131 | 193.358 | 0.95331
7967 | 2041-10-23 | 43 | 10 | 24.3 | 24.391 | 19.298 | 1 | 2.05 | 9.259 | 9.196 | 0.9932 | 4716981.1321 | 0.011463 | 189.985 | 0.93668
7974 | 2041-10-30 | 44 | 10 | 24.3 | 24.391 | 19.298 | 1 | 2.05 | 9.259 | 9.198 | 0.99341 | 4716981.1321 | 0.011099 | 186.015 | 0.91711
7981 | 2041-11-06 | 45 | 11 | 24.7 | 24.791 | 19.698 | 1 | 2.05 | 9.259 | 9.19 | 0.99255 | 4716981.1321 | 0.012555 | 184.791 | 0.91107
7988 | 2041-11-13 | 46 | 11 | 24.7 | 24.7 | 19.607 | 1 | 2.05 | 9.259 | 32.523 | 1 | 4716981.1321 | 0 | 198.654 | 0.97942
7995 | 2041-11-20 | 47 | 11 | 24.7 | 24.7 | 19.607 | 1 | 2.05 | 9.259 | 26.66 | 1 | 4716981.1321 | 0 | 202.124 | 0.99653
8002 | 2041-11-27 | 48 | 11 | 24.7 | 24.7 | 19.607 | 1 | 2.05 | 9.259 | 27.942 | 1 | 4716981.1321 | 0 | 202.124 | 0.99653
8009 | 2041-12-04 | 49 | 12 | 25.5 | 25.5 | 20.407 | 1 | 2.05 | 9.259 | 55.24 | 1 | 4716981.1321 | 0 | 202.085 | 0.99634
8016 | 2041-12-11 | 50 | 12 | 25.5 | 25.5 | 20.407 | 1 | 2.05 | 9.259 | 76.058 | 1 | 4716981.1321 | 0 | 202.085 | 0.99634
8023 | 2041-12-18 | 51 | 12 | 25.5 | 25.5 | 20.407 | 1 | 2.05 | 9.259 | 44.452 | 1 | 4716981.1321 | 0 | 202.085 | 0.99634
8030 | 2041-12-25 | 52 | 12 | 25.5 | 25.5 | 20.407 | 1 | 2.05 | 9.259 | 31.611 | 1 | 4716981.1321 | 0 | 202.085 | 0.99634
8037 | 2042-01-01 | 1 | 1 | 24.7 | 24.7 | 19.607 | 1 | 2.05 | 9.259 | 34.589 | 1 | 4716981.1321 | 0 | 202.117 | 0.99649
8044 | 2042-01-08 | 2 | 1 | 24.7 | 24.7 | 19.607 | 1 | 2.05 | 9.259 | 26.791 | 1 | 4716981.1321 | 0 | 202.117 | 0.99649
8051 | 2042-01-15 | 3 | 1 | 24.7 | 24.7 | 19.607 | 1 | 2.05 | 9.259 | 24.42 | 1 | 4716981.1321 | 0 | 202.117 | 0.99649
8058 | 2042-01-22 | 4 | 1 | 24.7 | 24.7 | 19.607 | 1 | 2.05 | 9.259 | 165.441 | 1 | 4716981.1321 | 0 | 202.117 | 0.99649
8065 | 2042-01-29 | 5 | 1 | 24.7 | 24.7 | 19.607 | 1 | 2.05 | 9.259 | 204.813 | 1 | 4716981.1321 | 0 | 202.117 | 0.99649
8072 | 2042-02-05 | 6 | 2 | 24.4 | 24.4 | 19.307 | 1 | 2.05 | 9.259 | 191.577 | 1 | 4716981.1321 | 0 | 202.126 | 0.99654
8079 | 2042-02-12 | 7 | 2 | 24.4 | 24.4 | 19.307 | 1 | 2.05 | 9.259 | 103.52 | 1 | 4716981.1321 | 0 | 202.126 | 0.99654
8086 | 2042-02-19 | 8 | 2 | 24.4 | 24.4 | 19.307 | 1 | 2.05 | 9.259 | 58.576 | 1 | 4716981.1321 | 0 | 202.126 | 0.99654
8093 | 2042-02-26 | 9 | 2 | 24.4 | 24.4 | 19.307 | 1 | 2.05 | 9.259 | 47.963 | 1 | 4716981.1321 | 0 | 202.126 | 0.99654
8100 | 2042-03-05 | 10 | 3 | 24.1 | 24.1 | 19.007 | 1 | 2.05 | 9.259 | 81.062 | 1 | 4716981.1321 | 0 | 202.13 | 0.99656
8107 | 2042-03-12 | 11 | 3 | 24.1 | 24.1 | 19.007 | 1 | 2.05 | 9.259 | 101.973 | 1 | 4716981.1321 | 0 | 202.13 | 0.99656
8114 | 2042-03-19 | 12 | 3 | 24.1 | 24.1 | 19.007 | 1 | 2.05 | 9.259 | 111.07 | 1 | 4716981.1321 | 0 | 202.13 | 0.99656
8121 | 2042-03-26 | 13 | 3 | 24.1 | 24.1 | 19.007 | 1 | 2.05 | 9.259 | 58.864 | 1 | 4716981.1321 | 0 | 202.13 | 0.99656
8128 | 2042-04-02 | 14 | 4 | 24.1 | 24.1 | 19.007 | 1 | 2.05 | 9.259 | 62.607 | 1 | 4716981.1321 | 0 | 202.127 | 0.99654
8135 | 2042-04-09 | 15 | 4 | 24.1 | 24.1 | 19.007 | 1 | 2.05 | 9.259 | 96.235 | 1 | 4716981.1321 | 0 | 202.127 | 0.99654
8142 | 2042-04-16 | 16 | 4 | 24.1 | 24.1 | 19.007 | 1 | 2.05 | 9.259 | 46.575 | 1 | 4716981.1321 | 0 | 202.127 | 0.99654
8149 | 2042-04-23 | 17 | 4 | 24.1 | 24.1 | 19.007 | 1 | 2.05 | 9.259 | 28.081 | 1 | 4716981.1321 | 0 | 202.127 | 0.99654
8156 | 2042-04-30 | 18 | 4 | 24.1 | 24.1 | 19.007 | 1 | 2.05 | 9.259 | 23.908 | 1 | 4716981.1321 | 0 | 202.127 | 0.99654
8163 | 2042-05-07 | 19 | 5 | 25.1 | 25.1 | 20.007 | 1 | 2.05 | 9.259 | 20.227 | 1 | 4716981.1321 | 0 | 202.086 | 0.99634
8170 | 2042-05-14 | 20 | 5 | 25.1 | 25.1 | 20.007 | 1 | 2.05 | 9.259 | 25.025 | 1 | 4716981.1321 | 0 | 202.086 | 0.99634
8177 | 2042-05-21 | 21 | 5 | 25.1 | 25.1 | 20.007 | 1 | 2.05 | 9.259 | 32.197 | 1 | 4716981.1321 | 0 | 202.086 | 0.99634
8184 | 2042-05-28 | 22 | 5 | 25.1 | 25.1 | 20.007 | 1 | 2.05 | 9.259 | 36.901 | 1 | 4716981.1321 | 0 | 202.086 | 0.99634
8191 | 2042-06-04 | 23 | 6 | 25.3 | 25.391 | 20.298 | 1 | 2.05 | 9.259 | 9.114 | 0.98434 | 4716981.1321 | 0.026383 | 200.732 | 0.98967
8198 | 2042-06-11 | 24 | 6 | 25.3 | 25.391 | 20.298 | 1 | 2.05 | 9.259 | 9.183 | 0.99179 | 4716981.1321 | 0.013828 | 199.545 | 0.98381
8205 | 2042-06-18 | 25 | 6 | 25.3 | 25.391 | 20.298 | 1 | 2.05 | 9.259 | 7.346 | 0.79339 | 4716981.1321 | 0.34807 | 196.877 | 0.97066
8212 | 2042-06-25 | 26 | 6 | 25.3 | 25.391 | 20.298 | 1 | 2.05 | 9.259 | 6.887 | 0.74382 | 4716981.1321 | 0.43159 | 192.385 | 0.94851
8219 | 2042-07-02 | 27 | 7 | 26 | 26.091 | 20.998 | 1 | 2.05 | 9.259 | 6.894 | 0.74457 | 4716981.1321 | 0.43031 | 185.995 | 0.91701
8226 | 2042-07-09 | 28 | 7 | 26 | 26.091 | 20.998 | 1 | 2.05 | 9.259 | 6.885 | 0.7436 | 4716981.1321 | 0.43195 | 181.724 | 0.89595
8233 | 2042-07-16 | 29 | 7 | 26 | 26.091 | 20.998 | 1 | 2.05 | 9.259 | 6.89 | 0.74414 | 4716981.1321 | 0.43104 | 176.322 | 0.86932
8240 | 2042-07-23 | 30 | 7 | 26 | 26.091 | 20.998 | 1 | 2.05 | 9.259 | 6.894 | 0.74457 | 4716981.1321 | 0.43031 | 170.062 | 0.83845
8247 | 2042-07-30 | 31 | 7 | 26 | 25.597 | 20.504 | 0.9845 | 2.1316 | 9.259 | 4.58 | 0.49465 | 4716981.1321 | 0.85135 | 165.211 | 0.81454
8254 | 2042-08-06 | 32 | 8 | 26.4 | 26.017 | 20.924 | 0.98549 | 2.1263 | 9.259 | 5.562 | 0.60071 | 4716981.1321 | 0.67267 | 160.182 | 0.78974
8261 | 2042-08-13 | 33 | 8 | 26.4 | 26.018 | 20.925 | 0.98553 | 2.1261 | 9.259 | 6.397 | 0.6909 | 4716981.1321 | 0.52074 | 153.027 | 0.75447
8268 | 2042-08-20 | 34 | 8 | 26.4 | 26.018 | 20.925 | 0.98553 | 2.1261 | 9.259 | 6.398 | 0.691 | 4716981.1321 | 0.52056 | 146.178 | 0.7207
8275 | 2042-08-27 | 35 | 8 | 26.4 | 26.491 | 21.398 | 1 | 2.05 | 9.259 | 6.886 | 0.74371 | 4716981.1321 | 0.43177 | 141.306 | 0.69668
8282 | 2042-09-03 | 36 | 9 | 25 | 25.091 | 19.998 | 1 | 2.05 | 9.259 | 6.891 | 0.74425 | 4716981.1321 | 0.43086 | 135.978 | 0.67041
8289 | 2042-09-10 | 37 | 9 | 25 | 24.766 | 19.673 | 0.99064 | 2.0988 | 9.259 | 4.589 | 0.49563 | 4716981.1321 | 0.84971 | 129.773 | 0.63982
8296 | 2042-09-17 | 38 | 9 | 25 | 24.766 | 19.673 | 0.99064 | 2.0988 | 9.259 | 4.587 | 0.49541 | 4716981.1321 | 0.85007 | 124.336 | 0.61301
8303 | 2042-09-24 | 39 | 9 | 25 | 24.766 | 19.673 | 0.99064 | 2.0988 | 9.259 | 4.584 | 0.49509 | 4716981.1321 | 0.85062 | 119.689 | 0.5901
8310 | 2042-10-01 | 40 | 10 | 24.3 | 24.1 | 19.007 | 0.99177 | 2.0928 | 9.259 | 4.583 | 0.49498 | 4716981.1321 | 0.8508 | 115.7 | 0.57043
8317 | 2042-10-08 | 41 | 10 | 24.3 | 24.1 | 19.007 | 0.99177 | 2.0928 | 9.259 | 4.58 | 0.49465 | 4716981.1321 | 0.85135 | 112.496 | 0.55464
8324 | 2042-10-15 | 42 | 10 | 24.3 | 24.1 | 19.007 | 0.99177 | 2.0928 | 9.259 | 4.587 | 0.49541 | 4716981.1321 | 0.85007 | 107.672 | 0.53085
8331 | 2042-10-22 | 43 | 10 | 24.3 | 24.008 | 18.915 | 0.98798 | 2.1129 | 9.259 | 4.527 | 0.48893 | 4716981.1321 | 0.86099 | 116.792 | 0.57582
8338 | 2042-10-29 | 44 | 10 | 24.3 | 24.3 | 19.207 | 1 | 2.05 | 9.259 | 33.795 | 1 | 4716981.1321 | 0 | 130.363 | 0.64273
8345 | 2042-11-05 | 45 | 11 | 24.7 | 24.7 | 19.607 | 1 | 2.05 | 9.259 | 85.575 | 1 | 4716981.1321 | 0 | 145.325 | 0.71649
8352 | 2042-11-12 | 46 | 11 | 24.7 | 24.7 | 19.607 | 1 | 2.05 | 9.259 | 18.081 | 1 | 4716981.1321 | 0 | 157.717 | 0.77759
8359 | 2042-11-19 | 47 | 11 | 24.7 | 24.7 | 19.607 | 1 | 2.05 | 9.259 | 9.141 | 0.98726 | 4716981.1321 | 0.02147 | 166.32 | 0.82001
8366 | 2042-11-26 | 48 | 11 | 24.7 | 24.7 | 19.607 | 1 | 2.05 | 9.259 | 9.151 | 0.98834 | 4716981.1321 | 0.019651 | 172.774 | 0.85183
8373 | 2042-12-03 | 49 | 12 | 25.5 | 25.5 | 20.407 | 1 | 2.05 | 9.259 | 18.763 | 1 | 4716981.1321 | 0 | 184.848 | 0.91135
8380 | 2042-12-10 | 50 | 12 | 25.5 | 25.5 | 20.407 | 1 | 2.05 | 9.259 | 49.406 | 1 | 4716981.1321 | 0 | 196.118 | 0.96692
8387 | 2042-12-17 | 51 | 12 | 25.5 | 25.5 | 20.407 | 1 | 2.05 | 9.259 | 135.811 | 1 | 4716981.1321 | 0 | 202.085 | 0.99634
8394 | 2042-12-24 | 52 | 12 | 25.5 | 25.5 | 20.407 | 1 | 2.05 | 9.259 | 99.668 | 1 | 4716981.1321 | 0 | 202.085 | 0.99634
8401 | 2042-12-31 | 53 | 12 | 25.5 | 25.5 | 20.407 | 1 | 2.05 | 9.259 | 84.098 | 1 | 4716981.1321 | 0 | 202.085 | 0.99634
8408 | 2043-01-07 | 2 | 1 | 24.7 | 24.7 | 19.607 | 1 | 2.05 | 9.259 | 180.937 | 1 | 4716981.1321 | 0 | 202.117 | 0.99649
8415 | 2043-01-14 | 3 | 1 | 24.7 | 24.7 | 19.607 | 1 | 2.05 | 9.259 | 209.989 | 1 | 4716981.1321 | 0 | 202.117 | 0.99649
8422 | 2043-01-21 | 4 | 1 | 24.7 | 24.7 | 19.607 | 1 | 2.05 | 9.259 | 138.909 | 1 | 4716981.1321 | 0 | 202.117 | 0.99649
8429 | 2043-01-28 | 5 | 1 | 24.7 | 24.7 | 19.607 | 1 | 2.05 | 9.259 | 266.129 | 1 | 4716981.1321 | 0 | 202.117 | 0.99649
8436 | 2043-02-04 | 6 | 2 | 24.4 | 24.4 | 19.307 | 1 | 2.05 | 9.259 | 264.759 | 1 | 4716981.1321 | 0 | 202.126 | 0.99654
8443 | 2043-02-11 | 7 | 2 | 24.4 | 24.4 | 19.307 | 1 | 2.05 | 9.259 | 176.619 | 1 | 4716981.1321 | 0 | 202.126 | 0.99654
8450 | 2043-02-18 | 8 | 2 | 24.4 | 24.4 | 19.307 | 1 | 2.05 | 9.259 | 96.053 | 1 | 4716981.1321 | 0 | 202.126 | 0.99654
8457 | 2043-02-25 | 9 | 2 | 24.4 | 24.4 | 19.307 | 1 | 2.05 | 9.259 | 70.819 | 1 | 4716981.1321 | 0 | 202.126 | 0.99654
8464 | 2043-03-04 | 10 | 3 | 24.1 | 24.1 | 19.007 | 1 | 2.05 | 9.259 | 58.988 | 1 | 4716981.1321 | 0 | 202.13 | 0.99656
8471 | 2043-03-11 | 11 | 3 | 24.1 | 24.1 | 19.007 | 1 | 2.05 | 9.259 | 49.589 | 1 | 4716981.1321 | 0 | 202.13 | 0.99656
8478 | 2043-03-18 | 12 | 3 | 24.1 | 24.1 | 19.007 | 1 | 2.05 | 9.259 | 40.932 | 1 | 4716981.1321 | 0 | 202.13 | 0.99656
8485 | 2043-03-25 | 13 | 3 | 24.1 | 24.1 | 19.007 | 1 | 2.05 | 9.259 | 45.745 | 1 | 4716981.1321 | 0 | 202.13 | 0.99656
8492 | 2043-04-01 | 14 | 4 | 24.1 | 24.1 | 19.007 | 1 | 2.05 | 9.259 | 31.712 | 1 | 4716981.1321 | 0 | 202.127 | 0.99654
8499 | 2043-04-08 | 15 | 4 | 24.1 | 24.1 | 19.007 | 1 | 2.05 | 9.259 | 20.702 | 1 | 4716981.1321 | 0 | 202.127 | 0.99654
8506 | 2043-04-15 | 16 | 4 | 24.1 | 24.1 | 19.007 | 1 | 2.05 | 9.259 | 15.5 | 1 | 4716981.1321 | 0 | 202.127 | 0.99654
8513 | 2043-04-22 | 17 | 4 | 24.1 | 24.1 | 19.007 | 1 | 2.05 | 9.259 | 16.399 | 1 | 4716981.1321 | 0 | 202.127 | 0.99654
8520 | 2043-04-29 | 18 | 4 | 24.1 | 24.1 | 19.007 | 1 | 2.05 | 9.259 | 14.125 | 1 | 4716981.1321 | 0 | 202.127 | 0.99654
8527 | 2043-05-06 | 19 | 5 | 25.1 | 25.1 | 20.007 | 1 | 2.05 | 9.259 | 26.637 | 1 | 4716981.1321 | 0 | 202.086 | 0.99634
8534 | 2043-05-13 | 20 | 5 | 25.1 | 25.1 | 20.007 | 1 | 2.05 | 9.259 | 13.59 | 1 | 4716981.1321 | 0 | 202.086 | 0.99634
8541 | 2043-05-20 | 21 | 5 | 25.1 | 25.203 | 20.11 | 1 | 2.05 | 9.259 | 10.929 | 1 | 4716981.1321 | 0 | 202.162 | 0.99672
8548 | 2043-05-27 | 22 | 5 | 25.1 | 25.191 | 20.098 | 1 | 2.05 | 9.259 | 9.128 | 0.98585 | 4716981.1321 | 0.023836 | 200.482 | 0.98843
8555 | 2043-06-03 | 23 | 6 | 25.3 | 25.391 | 20.298 | 1 | 2.05 | 9.259 | 9.187 | 0.99222 | 4716981.1321 | 0.0131 | 198.41 | 0.97822
8562 | 2043-06-10 | 24 | 6 | 25.3 | 25.391 | 20.298 | 1 | 2.05 | 9.259 | 6.886 | 0.74371 | 4716981.1321 | 0.43177 | 194.222 | 0.95757
8569 | 2043-06-17 | 25 | 6 | 25.3 | 25.391 | 20.298 | 1 | 2.05 | 9.259 | 6.889 | 0.74403 | 4716981.1321 | 0.43122 | 189.504 | 0.93431
8576 | 2043-06-24 | 26 | 6 | 25.3 | 24.911 | 19.818 | 0.98462 | 2.131 | 9.259 | 5.228 | 0.56464 | 4716981.1321 | 0.73344 | 182.736 | 0.90094
8583 | 2043-07-01 | 27 | 7 | 26 | 25.597 | 20.504 | 0.9845 | 2.1316 | 9.259 | 4.594 | 0.49617 | 4716981.1321 | 0.8488 | 175.421 | 0.86488
8590 | 2043-07-08 | 28 | 7 | 26 | 25.597 | 20.504 | 0.9845 | 2.1316 | 9.259 | 4.591 | 0.49584 | 4716981.1321 | 0.84935 | 168.664 | 0.83156
8597 | 2043-07-15 | 29 | 7 | 26 | 25.597 | 20.504 | 0.9845 | 2.1316 | 9.259 | 4.591 | 0.49584 | 4716981.1321 | 0.84935 | 161.652 | 0.79699
8604 | 2043-07-22 | 30 | 7 | 26 | 25.597 | 20.504 | 0.9845 | 2.1316 | 9.259 | 4.59 | 0.49573 | 4716981.1321 | 0.84953 | 154.896 | 0.76368
8611 | 2043-07-29 | 31 | 7 | 26 | 24.194 | 19.101 | 0.93054 | 2.4542 | 9.259 | 4.587 | 0.49541 | 4716981.1321 | 0.85007 | 148.056 | 0.72996
8618 | 2043-08-05 | 32 | 8 | 26.4 | 24.564 | 19.471 | 0.93045 | 2.4548 | 9.259 | 4.593 | 0.49606 | 4716981.1321 | 0.84898 | 141.253 | 0.69642
8625 | 2043-08-12 | 33 | 8 | 26.4 | 24.749 | 19.656 | 0.93746 | 2.4092 | 9.259 | 4.599 | 0.49671 | 4716981.1321 | 0.84789 | 133.082 | 0.65613
8632 | 2043-08-19 | 34 | 8 | 26.4 | 23.734 | 18.641 | 0.89902 | 2.6751 | 9.259 | 3.437 | 0.37121 | 4716981.1321 | 1.0593 | 125.459 | 0.61855
8639 | 2043-08-26 | 35 | 8 | 26.4 | 23.734 | 18.641 | 0.89902 | 2.6751 | 9.259 | 3.434 | 0.37088 | 4716981.1321 | 1.0599 | 119.972 | 0.5915
8646 | 2043-09-02 | 36 | 9 | 25 | 22.475 | 17.382 | 0.899 | 2.6752 | 9.259 | 3.44 | 0.37153 | 4716981.1321 | 1.0588 | 113.963 | 0.56187
8653 | 2043-09-09 | 37 | 9 | 25 | 23.625 | 18.532 | 0.945 | 2.3614 | 9.259 | 3.431 | 0.37056 | 4716981.1321 | 1.0604 | 109.718 | 0.54094
8660 | 2043-09-16 | 38 | 9 | 25 | 23.625 | 18.532 | 0.945 | 2.3614 | 9.259 | 3.441 | 0.37164 | 4716981.1321 | 1.0586 | 102.93 | 0.50747
8667 | 2043-09-23 | 39 | 9 | 25 | 23.625 | 18.532 | 0.945 | 2.3614 | 9.259 | 3.441 | 0.37164 | 4716981.1321 | 1.0586 | 96.228 | 0.47443
8674 | 2043-09-30 | 40 | 9 | 25 | 23.625 | 18.532 | 0.945 | 2.3614 | 9.259 | 3.441 | 0.37164 | 4716981.1321 | 1.0586 | 89.71 | 0.4423
8681 | 2043-10-07 | 41 | 10 | 24.3 | 23.109 | 18.016 | 0.95099 | 2.3244 | 9.259 | 3.439 | 0.37142 | 4716981.1321 | 1.059 | 83.901 | 0.41366
8688 | 2043-10-14 | 42 | 10 | 24.3 | 23.109 | 18.016 | 0.95099 | 2.3244 | 9.259 | 3.431 | 0.37056 | 4716981.1321 | 1.0604 | 80.285 | 0.39583
8695 | 2043-10-21 | 43 | 10 | 24.3 | 23.644 | 18.551 | 0.973 | 2.1952 | 9.259 | 4.54 | 0.49033 | 4716981.1321 | 0.85863 | 87.582 | 0.4318
8702 | 2043-10-28 | 44 | 10 | 24.3 | 23.735 | 18.642 | 0.97675 | 2.1742 | 9.259 | 4.581 | 0.49476 | 4716981.1321 | 0.85117 | 84.292 | 0.41558
8709 | 2043-11-04 | 45 | 11 | 24.7 | 24.124 | 19.031 | 0.97668 | 2.1746 | 9.259 | 4.575 | 0.49411 | 4716981.1321 | 0.85226 | 82.248 | 0.40551
8716 | 2043-11-11 | 46 | 11 | 24.7 | 24.248 | 19.155 | 0.9817 | 2.1469 | 9.259 | 4.577 | 0.49433 | 4716981.1321 | 0.85189 | 79.745 | 0.39317
8723 | 2043-11-18 | 47 | 11 | 24.7 | 24.248 | 19.155 | 0.9817 | 2.1469 | 9.259 | 4.582 | 0.49487 | 4716981.1321 | 0.85098 | 76.102 | 0.3752
8730 | 2043-11-25 | 48 | 11 | 24.7 | 24.156 | 19.063 | 0.97798 | 2.1674 | 9.259 | 4.574 | 0.49401 | 4716981.1321 | 0.85244 | 74.761 | 0.36859
8737 | 2043-12-02 | 49 | 12 | 25.5 | 24.939 | 19.846 | 0.978 | 2.1672 | 9.259 | 4.57 | 0.49357 | 4716981.1321 | 0.85317 | 73.814 | 0.36392
8744 | 2043-12-09 | 50 | 12 | 25.5 | 24.939 | 19.846 | 0.978 | 2.1672 | 9.259 | 4.578 | 0.49444 | 4716981.1321 | 0.85171 | 70.783 | 0.34898
8751 | 2043-12-16 | 51 | 12 | 25.5 | 24.874 | 19.781 | 0.97545 | 2.1814 | 9.259 | 4.539 | 0.49023 | 4716981.1321 | 0.85881 | 79.578 | 0.39234
8758 | 2043-12-23 | 52 | 12 | 25.5 | 25.311 | 20.218 | 0.99259 | 2.0885 | 9.259 | 4.548 | 0.4912 | 4716981.1321 | 0.85717 | 83.055 | 0.40948
8765 | 2043-12-30 | 53 | 12 | 25.5 | 25.311 | 20.218 | 0.99259 | 2.0885 | 9.259 | 4.57 | 0.49357 | 4716981.1321 | 0.85317 | 81.191 | 0.40029
8772 | 2044-01-06 | 2 | 1 | 24.7 | 24.248 | 19.155 | 0.9817 | 2.1469 | 9.259 | 4.574 | 0.49401 | 4716981.1321 | 0.85244 | 79.064 | 0.38981
8779 | 2044-01-13 | 3 | 1 | 24.7 | 24.248 | 19.155 | 0.9817 | 2.1469 | 9.259 | 4.554 | 0.49185 | 4716981.1321 | 0.85608 | 81.536 | 0.402
8786 | 2044-01-20 | 4 | 1 | 24.7 | 24.428 | 19.335 | 0.98899 | 2.1075 | 9.259 | 24.807 | 1 | 4716981.1321 | 0 | 94.121 | 0.46404
8793 | 2044-01-27 | 5 | 1 | 24.7 | 24.428 | 19.335 | 0.98899 | 2.1075 | 9.259 | 4.51 | 0.48709 | 4716981.1321 | 0.86408 | 106.282 | 0.524
8800 | 2044-02-03 | 6 | 2 | 24.4 | 24.231 | 19.138 | 0.99307 | 2.0859 | 9.259 | 4.543 | 0.49066 | 4716981.1321 | 0.85808 | 111.086 | 0.54769
8807 | 2044-02-10 | 7 | 2 | 24.4 | 24.223 | 19.13 | 0.99275 | 2.0877 | 9.259 | 4.555 | 0.49195 | 4716981.1321 | 0.8559 | 113.307 | 0.55864
8814 | 2044-02-17 | 8 | 2 | 24.4 | 24.131 | 19.038 | 0.98898 | 2.1076 | 9.259 | 4.52 | 0.48817 | 4716981.1321 | 0.86227 | 123.438 | 0.60858
8821 | 2044-02-24 | 9 | 2 | 24.4 | 24.223 | 19.13 | 0.99275 | 2.0877 | 9.259 | 4.553 | 0.49174 | 4716981.1321 | 0.85626 | 126.048 | 0.62145
8828 | 2044-03-02 | 10 | 3 | 24.1 | 23.926 | 18.833 | 0.99278 | 2.0875 | 9.259 | 4.565 | 0.49303 | 4716981.1321 | 0.85408 | 125.917 | 0.62081
8835 | 2044-03-09 | 11 | 3 | 24.1 | 23.926 | 18.833 | 0.99278 | 2.0875 | 9.259 | 4.574 | 0.49401 | 4716981.1321 | 0.85244 | 123.529 | 0.60903
8842 | 2044-03-16 | 12 | 3 | 24.1 | 23.926 | 18.833 | 0.99278 | 2.0875 | 9.259 | 4.574 | 0.49401 | 4716981.1321 | 0.85244 | 121.139 | 0.59725
8849 | 2044-03-23 | 13 | 3 | 24.1 | 23.926 | 18.833 | 0.99278 | 2.0875 | 9.259 | 4.579 | 0.49455 | 4716981.1321 | 0.85153 | 117.567 | 0.57964
8856 | 2044-03-30 | 14 | 3 | 24.1 | 23.613 | 18.52 | 0.97979 | 2.1573 | 9.259 | 4.564 | 0.49293 | 4716981.1321 | 0.85426 | 117.956 | 0.58156
8863 | 2044-04-06 | 15 | 4 | 24.1 | 23.42 | 18.327 | 0.97178 | 2.2021 | 9.259 | 4.552 | 0.49163 | 4716981.1321 | 0.85644 | 120.762 | 0.59539
8870 | 2044-04-13 | 16 | 4 | 24.1 | 23.42 | 18.327 | 0.97178 | 2.2021 | 9.259 | 4.563 | 0.49282 | 4716981.1321 | 0.85444 | 121.132 | 0.59722
8877 | 2044-04-20 | 17 | 4 | 24.1 | 23.329 | 18.236 | 0.96801 | 2.2236 | 9.259 | 4.569 | 0.49347 | 4716981.1321 | 0.85335 | 120.642 | 0.5948
8884 | 2044-04-27 | 18 | 4 | 24.1 | 23.329 | 18.236 | 0.96801 | 2.2236 | 9.259 | 4.592 | 0.49595 | 4716981.1321 | 0.84916 | 114.925 | 0.56661
8891 | 2044-05-04 | 19 | 5 | 25.1 | 23.719 | 18.626 | 0.94498 | 2.3616 | 9.259 | 3.438 | 0.37131 | 4716981.1321 | 1.0591 | 109.017 | 0.53748
8898 | 2044-05-11 | 20 | 5 | 25.1 | 23.544 | 18.451 | 0.93801 | 2.4057 | 9.259 | 3.438 | 0.37131 | 4716981.1321 | 1.0591 | 103.205 | 0.50883
8905 | 2044-05-18 | 21 | 5 | 25.1 | 23.544 | 18.451 | 0.93801 | 2.4057 | 9.259 | 3.438 | 0.37131 | 4716981.1321 | 1.0591 | 97.4 | 0.48021
8912 | 2044-05-25 | 22 | 5 | 25.1 | 23.544 | 18.451 | 0.93801 | 2.4057 | 9.259 | 3.446 | 0.37218 | 4716981.1321 | 1.0577 | 89.625 | 0.44188
8919 | 2044-06-01 | 23 | 6 | 25.3 | 23.731 | 18.638 | 0.93798 | 2.4058 | 9.259 | 3.452 | 0.37283 | 4716981.1321 | 1.0566 | 80.474 | 0.39676
8926 | 2044-06-08 | 24 | 6 | 25.3 | 20.747 | 15.654 | 0.82004 | 3.3664 | 9.259 | 3.437 | 0.37121 | 4716981.1321 | 1.0593 | 74.296 | 0.3663
8933 | 2044-06-15 | 25 | 6 | 25.3 | 20.746 | 15.653 | 0.82 | 3.3668 | 9.259 | 3.413 | 0.36861 | 4716981.1321 | 1.0637 | 66.237 | 0.32657
8940 | 2044-06-22 | 26 | 6 | 25.3 | 20.746 | 15.653 | 0.82 | 3.3668 | 9.259 | 3.292 | 0.35555 | 4716981.1321 | 1.0857 | 57.871 | 0.28532
8947 | 2044-06-29 | 27 | 6 | 25.3 | 20.746 | 15.653 | 0.82 | 3.3668 | 9.259 | 3.444 | 0.37196 | 4716981.1321 | 1.058 | 52.174 | 0.25723
8954 | 2044-07-06 | 28 | 7 | 26 | 21.32 | 16.227 | 0.82 | 3.3668 | 9.259 | 3.446 | 0.37218 | 4716981.1321 | 1.0577 | 45.667 | 0.22515
8961 | 2044-07-13 | 29 | 7 | 26 | 21.32 | 16.227 | 0.82 | 3.3668 | 9.259 | 3.45 | 0.37261 | 4716981.1321 | 1.057 | 38.262 | 0.18864
8968 | 2044-07-20 | 30 | 7 | 26 | 21.32 | 16.227 | 0.82 | 3.3668 | 9.259 | 3.367 | 0.36365 | 4716981.1321 | 1.0721 | 29.651 | 0.14619
8975 | 2044-07-27 | 31 | 7 | 26 | 21.32 | 16.227 | 0.82 | 3.3668 | 9.259 | 3.071 | 0.33168 | 4716981.1321 | 1.1259 | 20.773 | 0.10242
8982 | 2044-08-03 | 32 | 8 | 26.4 | 21.648 | 16.555 | 0.82 | 3.3668 | 9.259 | 2.938 | 0.31731 | 4716981.1321 | 1.1501 | 11.659 | 0.057482
8989 | 2044-08-10 | 33 | 8 | 26.4 | 21.648 | 16.555 | 0.82 | 3.3668 | 9.259 | 1.809 | 0.19538 | 4716981.1321 | 1.3555 | 2.276 | 0.011221
8996 | 2044-08-17 | 34 | 8 | 26.4 | 11.017 | 5.924 | 0.41731 | 18.2224 | 9.259 | 2.294 | 0.24776 | 4716981.1321 | 1.2673 | 0.057 | 0.00028103
9003 | 2044-08-24 | 35 | 8 | 26.4 | 7.942 | 2.849 | 0.30083 | 41.2989 | 9.259 | 3.016 | 0.32574 | 4716981.1321 | 1.1359 | 0.061 | 0.00030075
9010 | 2044-08-31 | 36 | 8 | 26.4 | 10.101 | 5.008 | 0.38261 | 22.6388 | 9.259 | 3.571 | 0.38568 | 4716981.1321 | 1.0349 | 0.065 | 0.00032047
9017 | 2044-09-07 | 37 | 9 | 25 | 12.613 | 7.52 | 0.50452 | 11.3386 | 9.259 | 3.547 | 0.38309 | 4716981.1321 | 1.0393 | 0.122 | 0.00060149
9024 | 2044-09-14 | 38 | 9 | 25 | 8.749 | 3.656 | 0.34996 | 28.2949 | 9.259 | 3.336 | 0.3603 | 4716981.1321 | 1.0777 | 0.059 | 0.00029089
9031 | 2044-09-21 | 39 | 9 | 25 | 9.081 | 3.988 | 0.36324 | 25.7792 | 9.259 | 3.402 | 0.36743 | 4716981.1321 | 1.0657 | 0.067 | 0.00033033
9038 | 2044-09-28 | 40 | 9 | 25 | 8.774 | 3.681 | 0.35096 | 28.0938 | 9.259 | 3.368 | 0.36375 | 4716981.1321 | 1.0719 | 0.058 | 0.00028596
9045 | 2044-10-05 | 41 | 10 | 24.3 | 9.244 | 4.151 | 0.38041 | 22.9678 | 9.259 | 3.455 | 0.37315 | 4716981.1321 | 1.056 | 0.065 | 0.00032047
9052 | 2044-10-12 | 42 | 10 | 24.3 | 20.02 | 14.927 | 0.82387 | 3.3274 | 9.259 | 3.395 | 0.36667 | 4716981.1321 | 1.067 | 1.14 | 0.0056205
9059 | 2044-10-19 | 43 | 10 | 24.3 | 19.926 | 14.833 | 0.82 | 3.3668 | 9.259 | 3.354 | 0.36224 | 4716981.1321 | 1.0744 | 17.21 | 0.08485
9066 | 2044-10-26 | 44 | 10 | 24.3 | 19.926 | 14.833 | 0.82 | 3.3668 | 9.259 | 3.397 | 0.36689 | 4716981.1321 | 1.0666 | 23.052 | 0.11365
9073 | 2044-11-02 | 45 | 11 | 24.7 | 20.254 | 15.161 | 0.82 | 3.3668 | 9.259 | 3.392 | 0.36635 | 4716981.1321 | 1.0675 | 29.89 | 0.14737
9080 | 2044-11-09 | 46 | 11 | 24.7 | 20.254 | 15.161 | 0.82 | 3.3668 | 9.259 | 4.965 | 0.53624 | 4716981.1321 | 0.7813 | 45.944 | 0.22652
9087 | 2044-11-16 | 47 | 11 | 24.7 | 23.662 | 18.569 | 0.95798 | 2.2823 | 9.259 | 114.479 | 1 | 4716981.1321 | 0 | 62.566 | 0.30847
9094 | 2044-11-23 | 48 | 11 | 24.7 | 25.253 | 20.16 | 1 | 2.05 | 9.259 | 124.288 | 1 | 4716981.1321 | 0 | 77.32 | 0.38121
9101 | 2044-11-30 | 49 | 11 | 24.7 | 25.214 | 20.121 | 1 | 2.05 | 9.259 | 73.58 | 1 | 4716981.1321 | 0 | 89.026 | 0.43892
9108 | 2044-12-07 | 50 | 12 | 25.5 | 25.219 | 20.126 | 0.98898 | 2.1076 | 9.259 | 62.81 | 1 | 4716981.1321 | 0 | 100.684 | 0.4964
9115 | 2044-12-14 | 51 | 12 | 25.5 | 25.219 | 20.126 | 0.98898 | 2.1076 | 9.259 | 111.57 | 1 | 4716981.1321 | 0 | 113.414 | 0.55916
9122 | 2044-12-21 | 52 | 12 | 25.5 | 25.5 | 20.407 | 1 | 2.05 | 9.259 | 69.479 | 1 | 4716981.1321 | 0 | 124.836 | 0.61548
9129 | 2044-12-28 | 53 | 12 | 25.5 | 25.5 | 20.407 | 1 | 2.05 | 9.259 | 28.408 | 1 | 4716981.1321 | 0 | 136.061 | 0.67082
9136 | 2045-01-04 | 1 | 1 | 24.7 | 24.7 | 19.607 | 1 | 2.05 | 9.259 | 30.911 | 1 | 4716981.1321 | 0 | 148.105 | 0.7302
9143 | 2045-01-11 | 2 | 1 | 24.7 | 24.7 | 19.607 | 1 | 2.05 | 9.259 | 37.368 | 1 | 4716981.1321 | 0 | 162.199 | 0.79969
9150 | 2045-01-18 | 3 | 1 | 24.7 | 24.7 | 19.607 | 1 | 2.05 | 9.259 | 46.453 | 1 | 4716981.1321 | 0 | 175.233 | 0.86395
9157 | 2045-01-25 | 4 | 1 | 24.7 | 24.7 | 19.607 | 1 | 2.05 | 9.259 | 18.454 | 1 | 4716981.1321 | 0 | 188.693 | 0.93031
9164 | 2045-02-01 | 5 | 2 | 24.4 | 24.4 | 19.307 | 1 | 2.05 | 9.259 | 172.284 | 1 | 4716981.1321 | 0 | 202.126 | 0.99654
9171 | 2045-02-08 | 6 | 2 | 24.4 | 24.4 | 19.307 | 1 | 2.05 | 9.259 | 192.176 | 1 | 4716981.1321 | 0 | 202.126 | 0.99654
9178 | 2045-02-15 | 7 | 2 | 24.4 | 24.4 | 19.307 | 1 | 2.05 | 9.259 | 133.172 | 1 | 4716981.1321 | 0 | 202.126 | 0.99654
9185 | 2045-02-22 | 8 | 2 | 24.4 | 24.4 | 19.307 | 1 | 2.05 | 9.259 | 73.357 | 1 | 4716981.1321 | 0 | 202.126 | 0.99654
9192 | 2045-03-01 | 9 | 3 | 24.1 | 24.1 | 19.007 | 1 | 2.05 | 9.259 | 51.408 | 1 | 4716981.1321 | 0 | 202.13 | 0.99656
9199 | 2045-03-08 | 10 | 3 | 24.1 | 24.1 | 19.007 | 1 | 2.05 | 9.259 | 38.881 | 1 | 4716981.1321 | 0 | 202.13 | 0.99656
9206 | 2045-03-15 | 11 | 3 | 24.1 | 24.1 | 19.007 | 1 | 2.05 | 9.259 | 31.464 | 1 | 4716981.1321 | 0 | 202.13 | 0.99656
9213 | 2045-03-22 | 12 | 3 | 24.1 | 24.1 | 19.007 | 1 | 2.05 | 9.259 | 34.031 | 1 | 4716981.1321 | 0 | 202.13 | 0.99656
9220 | 2045-03-29 | 13 | 3 | 24.1 | 24.1 | 19.007 | 1 | 2.05 | 9.259 | 23.727 | 1 | 4716981.1321 | 0 | 202.13 | 0.99656
9227 | 2045-04-05 | 14 | 4 | 24.1 | 24.1 | 19.007 | 1 | 2.05 | 9.259 | 18.535 | 1 | 4716981.1321 | 0 | 202.127 | 0.99654
9234 | 2045-04-12 | 15 | 4 | 24.1 | 24.1 | 19.007 | 1 | 2.05 | 9.259 | 12.201 | 1 | 4716981.1321 | 0 | 202.127 | 0.99654
9241 | 2045-04-19 | 16 | 4 | 24.1 | 24.191 | 19.098 | 1 | 2.05 | 9.259 | 9.046 | 0.977 | 4716981.1321 | 0.038756 | 201.67 | 0.99429
9248 | 2045-04-26 | 17 | 4 | 24.1 | 24.251 | 19.158 | 1 | 2.05 | 9.259 | 11.036 | 1 | 4716981.1321 | 0 | 202.209 | 0.99695
9255 | 2045-05-03 | 18 | 5 | 25.1 | 25.1 | 20.007 | 1 | 2.05 | 9.259 | 16.506 | 1 | 4716981.1321 | 0 | 202.086 | 0.99634
9262 | 2045-05-10 | 19 | 5 | 25.1 | 25.191 | 20.098 | 1 | 2.05 | 9.259 | 9.185 | 0.99201 | 4716981.1321 | 0.013464 | 199.382 | 0.98301
9269 | 2045-05-17 | 20 | 5 | 25.1 | 25.191 | 20.098 | 1 | 2.05 | 9.259 | 6.884 | 0.74349 | 4716981.1321 | 0.43213 | 195.734 | 0.96502
9276 | 2045-05-24 | 21 | 5 | 25.1 | 25.191 | 20.098 | 1 | 2.05 | 9.259 | 6.879 | 0.74295 | 4716981.1321 | 0.43304 | 193.322 | 0.95313
9283 | 2045-05-31 | 22 | 5 | 25.1 | 25.191 | 20.098 | 1 | 2.05 | 9.259 | 6.889 | 0.74403 | 4716981.1321 | 0.43122 | 188.554 | 0.92963
9290 | 2045-06-07 | 23 | 6 | 25.3 | 24.912 | 19.819 | 0.98466 | 2.1308 | 9.259 | 5.865 | 0.63344 | 4716981.1321 | 0.61754 | 186.118 | 0.91761
9297 | 2045-06-14 | 24 | 6 | 25.3 | 24.911 | 19.818 | 0.98462 | 2.131 | 9.259 | 4.585 | 0.49519 | 4716981.1321 | 0.85044 | 179.779 | 0.88636
9304 | 2045-06-21 | 25 | 6 | 25.3 | 24.911 | 19.818 | 0.98462 | 2.131 | 9.259 | 4.583 | 0.49498 | 4716981.1321 | 0.8508 | 174.002 | 0.85788
9311 | 2045-06-28 | 26 | 6 | 25.3 | 24.911 | 19.818 | 0.98462 | 2.131 | 9.259 | 4.589 | 0.49563 | 4716981.1321 | 0.84971 | 166.909 | 0.82291
9318 | 2045-07-05 | 27 | 7 | 26 | 25.597 | 20.504 | 0.9845 | 2.1316 | 9.259 | 4.588 | 0.49552 | 4716981.1321 | 0.84989 | 159.609 | 0.78692
9325 | 2045-07-12 | 28 | 7 | 26 | 25.506 | 20.413 | 0.981 | 2.1507 | 9.259 | 4.542 | 0.49055 | 4716981.1321 | 0.85826 | 162.982 | 0.80355
9332 | 2045-07-19 | 29 | 7 | 26 | 25.597 | 20.504 | 0.9845 | 2.1316 | 9.259 | 4.59 | 0.49573 | 4716981.1321 | 0.84953 | 155.294 | 0.76564
9339 | 2045-07-26 | 30 | 7 | 26 | 24.194 | 19.101 | 0.93054 | 2.4542 | 9.259 | 4.586 | 0.4953 | 4716981.1321 | 0.85026 | 147.103 | 0.72526
9346 | 2045-08-02 | 31 | 8 | 26.4 | 24.564 | 19.471 | 0.93045 | 2.4548 | 9.259 | 4.6 | 0.49681 | 4716981.1321 | 0.84771 | 138.337 | 0.68204
9353 | 2045-08-09 | 32 | 8 | 26.4 | 23.827 | 18.734 | 0.90254 | 2.6491 | 9.259 | 3.954 | 0.42704 | 4716981.1321 | 0.96525 | 131.485 | 0.64826
9360 | 2045-08-16 | 33 | 8 | 26.4 | 23.734 | 18.641 | 0.89902 | 2.6751 | 9.259 | 3.436 | 0.3711 | 4716981.1321 | 1.0595 | 124.332 | 0.61299
9367 | 2045-08-23 | 34 | 8 | 26.4 | 23.733 | 18.64 | 0.89898 | 2.6754 | 9.259 | 3.439 | 0.37142 | 4716981.1321 | 1.059 | 117.307 | 0.57836
9374 | 2045-08-30 | 35 | 8 | 26.4 | 23.733 | 18.64 | 0.89898 | 2.6754 | 9.259 | 3.439 | 0.37142 | 4716981.1321 | 1.059 | 110.669 | 0.54563
9381 | 2045-09-06 | 36 | 9 | 25 | 23.625 | 18.532 | 0.945 | 2.3614 | 9.259 | 3.435 | 0.37099 | 4716981.1321 | 1.0597 | 104.724 | 0.51632
9388 | 2045-09-13 | 37 | 9 | 25 | 23.625 | 18.532 | 0.945 | 2.3614 | 9.259 | 3.439 | 0.37142 | 4716981.1321 | 1.059 | 98.326 | 0.48478
9395 | 2045-09-20 | 38 | 9 | 25 | 23.625 | 18.532 | 0.945 | 2.3614 | 9.259 | 3.434 | 0.37088 | 4716981.1321 | 1.0599 | 92.972 | 0.45838
9402 | 2045-09-27 | 39 | 9 | 25 | 23.625 | 18.532 | 0.945 | 2.3614 | 9.259 | 3.441 | 0.37164 | 4716981.1321 | 1.0586 | 86.146 | 0.42472
9409 | 2045-10-04 | 40 | 10 | 24.3 | 23.109 | 18.016 | 0.95099 | 2.3244 | 9.259 | 3.443 | 0.37185 | 4716981.1321 | 1.0582 | 79.043 | 0.3897
9416 | 2045-10-11 | 41 | 10 | 24.3 | 23.109 | 18.016 | 0.95099 | 2.3244 | 9.259 | 3.446 | 0.37218 | 4716981.1321 | 1.0577 | 71.323 | 0.35164
9423 | 2045-10-18 | 42 | 10 | 24.3 | 23.109 | 18.016 | 0.95099 | 2.3244 | 9.259 | 3.428 | 0.37023 | 4716981.1321 | 1.061 | 68.001 | 0.33526
9430 | 2045-10-25 | 43 | 10 | 24.3 | 23.644 | 18.551 | 0.973 | 2.1952 | 9.259 | 24.511 | 1 | 4716981.1321 | 0 | 81.821 | 0.4034
9437 | 2045-11-01 | 44 | 11 | 24.7 | 24.033 | 18.94 | 0.973 | 2.1952 | 9.259 | 4.552 | 0.49163 | 4716981.1321 | 0.85644 | 84.795 | 0.41806
9444 | 2045-11-08 | 45 | 11 | 24.7 | 24.248 | 19.155 | 0.9817 | 2.1469 | 9.259 | 4.579 | 0.49455 | 4716981.1321 | 0.85153 | 81.263 | 0.40065
9451 | 2045-11-15 | 46 | 11 | 24.7 | 24.248 | 19.155 | 0.9817 | 2.1469 | 9.259 | 4.586 | 0.4953 | 4716981.1321 | 0.85026 | 76.576 | 0.37754
9458 | 2045-11-22 | 47 | 11 | 24.7 | 24.156 | 19.063 | 0.97798 | 2.1674 | 9.259 | 4.585 | 0.49519 | 4716981.1321 | 0.85044 | 71.962 | 0.35479
9465 | 2045-11-29 | 48 | 11 | 24.7 | 24.156 | 19.063 | 0.97798 | 2.1674 | 9.259 | 4.585 | 0.49519 | 4716981.1321 | 0.85044 | 67.432 | 0.33246
9472 | 2045-12-06 | 49 | 12 | 25.5 | 24.43 | 19.337 | 0.95804 | 2.2819 | 9.259 | 3.652 | 0.39443 | 4716981.1321 | 1.0202 | 65.688 | 0.32386
9479 | 2045-12-13 | 50 | 12 | 25.5 | 24.429 | 19.336 | 0.958 | 2.2821 | 9.259 | 3.415 | 0.36883 | 4716981.1321 | 1.0633 | 64.576 | 0.31838
9486 | 2045-12-20 | 51 | 12 | 25.5 | 24.897 | 19.804 | 0.97635 | 2.1764 | 9.259 | 31.641 | 1 | 4716981.1321 | 0 | 76.876 | 0.37902
9493 | 2045-12-27 | 52 | 12 | 25.5 | 25.219 | 20.126 | 0.98898 | 2.1076 | 9.259 | 144.65 | 1 | 4716981.1321 | 0 | 91.643 | 0.45183
9500 | 2046-01-03 | 1 | 1 | 24.7 | 24.428 | 19.335 | 0.98899 | 2.1075 | 9.259 | 38.864 | 1 | 4716981.1321 | 0 | 103.437 | 0.50997
9507 | 2046-01-10 | 2 | 1 | 24.7 | 24.428 | 19.335 | 0.98899 | 2.1075 | 9.259 | 110.146 | 1 | 4716981.1321 | 0 | 117.307 | 0.57836
9514 | 2046-01-17 | 3 | 1 | 24.7 | 24.428 | 19.335 | 0.98899 | 2.1075 | 9.259 | 26.306 | 1 | 4716981.1321 | 0 | 129.243 | 0.6372
9521 | 2046-01-24 | 4 | 1 | 24.7 | 24.428 | 19.335 | 0.98899 | 2.1075 | 9.259 | 38.621 | 1 | 4716981.1321 | 0 | 141.871 | 0.69946
9528 | 2046-01-31 | 5 | 1 | 24.7 | 24.7 | 19.607 | 1 | 2.05 | 9.259 | 138.765 | 1 | 4716981.1321 | 0 | 156.974 | 0.77393
9535 | 2046-02-07 | 6 | 2 | 24.4 | 24.4 | 19.307 | 1 | 2.05 | 9.259 | 130.464 | 1 | 4716981.1321 | 0 | 172.954 | 0.85271
9542 | 2046-02-14 | 7 | 2 | 24.4 | 24.4 | 19.307 | 1 | 2.05 | 9.259 | 54.79 | 1 | 4716981.1321 | 0 | 185.86 | 0.91634
9549 | 2046-02-21 | 8 | 2 | 24.4 | 24.4 | 19.307 | 1 | 2.05 | 9.259 | 43.576 | 1 | 4716981.1321 | 0 | 198.349 | 0.97792
9556 | 2046-02-28 | 9 | 2 | 24.4 | 24.4 | 19.307 | 1 | 2.05 | 9.259 | 81.733 | 1 | 4716981.1321 | 0 | 202.126 | 0.99654
9563 | 2046-03-07 | 10 | 3 | 24.1 | 24.1 | 19.007 | 1 | 2.05 | 9.259 | 81.976 | 1 | 4716981.1321 | 0 | 202.13 | 0.99656
9570 | 2046-03-14 | 11 | 3 | 24.1 | 24.1 | 19.007 | 1 | 2.05 | 9.259 | 38.224 | 1 | 4716981.1321 | 0 | 202.13 | 0.99656
9577 | 2046-03-21 | 12 | 3 | 24.1 | 24.1 | 19.007 | 1 | 2.05 | 9.259 | 51.166 | 1 | 4716981.1321 | 0 | 202.13 | 0.99656
9584 | 2046-03-28 | 13 | 3 | 24.1 | 24.1 | 19.007 | 1 | 2.05 | 9.259 | 28.392 | 1 | 4716981.1321 | 0 | 202.13 | 0.99656
9591 | 2046-04-04 | 14 | 4 | 24.1 | 24.1 | 19.007 | 1 | 2.05 | 9.259 | 23.614 | 1 | 4716981.1321 | 0 | 202.127 | 0.99654
9598 | 2046-04-11 | 15 | 4 | 24.1 | 24.1 | 19.007 | 1 | 2.05 | 9.259 | 15.235 | 1 | 4716981.1321 | 0 | 202.127 | 0.99654
9605 | 2046-04-18 | 16 | 4 | 24.1 | 24.191 | 19.098 | 1 | 2.05 | 9.259 | 11.002 | 1 | 4716981.1321 | 0 | 202.202 | 0.99691
9612 | 2046-04-25 | 17 | 4 | 24.1 | 24.1 | 19.007 | 1 | 2.05 | 9.259 | 42.082 | 1 | 4716981.1321 | 0 | 202.127 | 0.99654
9619 | 2046-05-02 | 18 | 5 | 25.1 | 25.1 | 20.007 | 1 | 2.05 | 9.259 | 15.75 | 1 | 4716981.1321 | 0 | 202.086 | 0.99634
9626 | 2046-05-09 | 19 | 5 | 25.1 | 25.1 | 20.007 | 1 | 2.05 | 9.259 | 10.288 | 1 | 4716981.1321 | 0 | 202.086 | 0.99634
9633 | 2046-05-16 | 20 | 5 | 25.1 | 25.191 | 20.098 | 1 | 2.05 | 9.259 | 10.025 | 1 | 4716981.1321 | 0 | 202.161 | 0.99671
9640 | 2046-05-23 | 21 | 5 | 25.1 | 25.1 | 20.007 | 1 | 2.05 | 9.259 | 25.877 | 1 | 4716981.1321 | 0 | 202.086 | 0.99634
9647 | 2046-05-30 | 22 | 5 | 25.1 | 25.1 | 20.007 | 1 | 2.05 | 9.259 | 35.434 | 1 | 4716981.1321 | 0 | 202.086 | 0.99634
9654 | 2046-06-06 | 23 | 6 | 25.3 | 25.3 | 20.207 | 1 | 2.05 | 9.259 | 15.056 | 1 | 4716981.1321 | 0 | 202.07 | 0.99626
9661 | 2046-06-13 | 24 | 6 | 25.3 | 25.3 | 20.207 | 1 | 2.05 | 9.259 | 18.592 | 1 | 4716981.1321 | 0 | 202.07 | 0.99626
9668 | 2046-06-20 | 25 | 6 | 25.3 | 25.439 | 20.346 | 1 | 2.05 | 9.259 | 9.8 | 1 | 4716981.1321 | 0 | 202.15 | 0.99666
9675 | 2046-06-27 | 26 | 6 | 25.3 | 25.391 | 20.298 | 1 | 2.05 | 9.259 | 9.173 | 0.99071 | 4716981.1321 | 0.015648 | 199.626 | 0.98421
9682 | 2046-07-04 | 27 | 7 | 26 | 26.091 | 20.998 | 1 | 2.05 | 9.259 | 7.367 | 0.79566 | 4716981.1321 | 0.34425 | 195.734 | 0.96502
9689 | 2046-07-11 | 28 | 7 | 26 | 26.091 | 20.998 | 1 | 2.05 | 9.259 | 6.9 | 0.74522 | 4716981.1321 | 0.42922 | 187.622 | 0.92503
9696 | 2046-07-18 | 29 | 7 | 26 | 26.091 | 20.998 | 1 | 2.05 | 9.259 | 6.893 | 0.74446 | 4716981.1321 | 0.4305 | 181.336 | 0.89404
9703 | 2046-07-25 | 30 | 7 | 26 | 26.091 | 20.998 | 1 | 2.05 | 9.259 | 6.898 | 0.745 | 4716981.1321 | 0.42959 | 174.249 | 0.8591
9710 | 2046-08-01 | 31 | 8 | 26.4 | 25.99 | 20.897 | 0.98447 | 2.1318 | 9.259 | 5.309 | 0.57339 | 4716981.1321 | 0.71871 | 164.926 | 0.81313
9717 | 2046-08-08 | 32 | 8 | 26.4 | 26.491 | 21.398 | 1 | 2.05 | 9.259 | 6.878 | 0.74284 | 4716981.1321 | 0.43323 | 162.012 | 0.79877
9724 | 2046-08-15 | 33 | 8 | 26.4 | 26.491 | 21.398 | 1 | 2.05 | 9.259 | 6.864 | 0.74133 | 4716981.1321 | 0.43577 | 162.335 | 0.80036
9731 | 2046-08-22 | 34 | 8 | 26.4 | 26.491 | 21.398 | 1 | 2.05 | 9.259 | 6.871 | 0.74209 | 4716981.1321 | 0.4345 | 160.995 | 0.79375
9738 | 2046-08-29 | 35 | 8 | 26.4 | 26.4 | 21.307 | 1 | 2.05 | 9.259 | 6.839 | 0.73863 | 4716981.1321 | 0.44032 | 166.787 | 0.82231
9745 | 2046-09-05 | 36 | 9 | 25 | 25 | 19.907 | 1 | 2.05 | 9.259 | 88.075 | 1 | 4716981.1321 | 0 | 179.313 | 0.88406
9752 | 2046-09-12 | 37 | 9 | 25 | 25 | 19.907 | 1 | 2.05 | 9.259 | 19.615 | 1 | 4716981.1321 | 0 | 190.579 | 0.93961
9759 | 2046-09-19 | 38 | 9 | 25 | 25 | 19.907 | 1 | 2.05 | 9.259 | 35.529 | 1 | 4716981.1321 | 0 | 201.999 | 0.99591
9766 | 2046-09-26 | 39 | 9 | 25 | 25 | 19.907 | 1 | 2.05 | 9.259 | 30.801 | 1 | 4716981.1321 | 0 | 202.09 | 0.99636
9773 | 2046-10-03 | 40 | 10 | 24.3 | 24.3 | 19.207 | 1 | 2.05 | 9.259 | 17.648 | 1 | 4716981.1321 | 0 | 202.121 | 0.99651
9780 | 2046-10-10 | 41 | 10 | 24.3 | 24.391 | 19.298 | 1 | 2.05 | 9.259 | 10.051 | 1 | 4716981.1321 | 0 | 202.195 | 0.99688
9787 | 2046-10-17 | 42 | 10 | 24.3 | 24.391 | 19.298 | 1 | 2.05 | 9.259 | 10.106 | 1 | 4716981.1321 | 0 | 202.195 | 0.99688
9794 | 2046-10-24 | 43 | 10 | 24.3 | 24.3 | 19.207 | 1 | 2.05 | 9.259 | 11.807 | 1 | 4716981.1321 | 0 | 202.121 | 0.99651
9801 | 2046-10-31 | 44 | 10 | 24.3 | 24.514 | 19.421 | 1 | 2.05 | 9.259 | 10.873 | 1 | 4716981.1321 | 0 | 202.231 | 0.99706
9808 | 2046-11-07 | 45 | 11 | 24.7 | 24.791 | 19.698 | 1 | 2.05 | 9.259 | 10.534 | 1 | 4716981.1321 | 0 | 202.199 | 0.9969
9815 | 2046-11-14 | 46 | 11 | 24.7 | 24.7 | 19.607 | 1 | 2.05 | 9.259 | 61.128 | 1 | 4716981.1321 | 0 | 202.124 | 0.99653
9822 | 2046-11-21 | 47 | 11 | 24.7 | 24.7 | 19.607 | 1 | 2.05 | 9.259 | 231.667 | 1 | 4716981.1321 | 0 | 202.124 | 0.99653
9829 | 2046-11-28 | 48 | 11 | 24.7 | 24.7 | 19.607 | 1 | 2.05 | 9.259 | 304.948 | 1 | 4716981.1321 | 0 | 202.124 | 0.99653
9836 | 2046-12-05 | 49 | 12 | 25.5 | 25.5 | 20.407 | 1 | 2.05 | 9.259 | 242.159 | 1 | 4716981.1321 | 0 | 202.085 | 0.99634
9843 | 2046-12-12 | 50 | 12 | 25.5 | 25.5 | 20.407 | 1 | 2.05 | 9.259 | 160.497 | 1 | 4716981.1321 | 0 | 202.085 | 0.99634
9850 | 2046-12-19 | 51 | 12 | 25.5 | 25.5 | 20.407 | 1 | 2.05 | 9.259 | 102.418 | 1 | 4716981.1321 | 0 | 202.085 | 0.99634
9857 | 2046-12-26 | 52 | 12 | 25.5 | 25.5 | 20.407 | 1 | 2.05 | 9.259 | 136.425 | 1 | 4716981.1321 | 0 | 202.085 | 0.99634
9864 | 2047-01-02 | 1 | 1 | 24.7 | 24.7 | 19.607 | 1 | 2.05 | 9.259 | 139.293 | 1 | 4716981.1321 | 0 | 202.117 | 0.99649
9871 | 2047-01-09 | 2 | 1 | 24.7 | 24.7 | 19.607 | 1 | 2.05 | 9.259 | 213.419 | 1 | 4716981.1321 | 0 | 202.117 | 0.99649
9878 | 2047-01-16 | 3 | 1 | 24.7 | 24.7 | 19.607 | 1 | 2.05 | 9.259 | 137.63 | 1 | 4716981.1321 | 0 | 202.117 | 0.99649
9885 | 2047-01-23 | 4 | 1 | 24.7 | 24.7 | 19.607 | 1 | 2.05 | 9.259 | 85.325 | 1 | 4716981.1321 | 0 | 202.117 | 0.99649
9892 | 2047-01-30 | 5 | 1 | 24.7 | 24.7 | 19.607 | 1 | 2.05 | 9.259 | 113.211 | 1 | 4716981.1321 | 0 | 202.117 | 0.99649
9899 | 2047-02-06 | 6 | 2 | 24.4 | 24.4 | 19.307 | 1 | 2.05 | 9.259 | 117.14 | 1 | 4716981.1321 | 0 | 202.126 | 0.99654
9906 | 2047-02-13 | 7 | 2 | 24.4 | 24.4 | 19.307 | 1 | 2.05 | 9.259 | 72.759 | 1 | 4716981.1321 | 0 | 202.126 | 0.99654
9913 | 2047-02-20 | 8 | 2 | 24.4 | 24.4 | 19.307 | 1 | 2.05 | 9.259 | 49.057 | 1 | 4716981.1321 | 0 | 202.126 | 0.99654
9920 | 2047-02-27 | 9 | 2 | 24.4 | 24.4 | 19.307 | 1 | 2.05 | 9.259 | 54.064 | 1 | 4716981.1321 | 0 | 202.126 | 0.99654
9927 | 2047-03-06 | 10 | 3 | 24.1 | 24.1 | 19.007 | 1 | 2.05 | 9.259 | 153.447 | 1 | 4716981.1321 | 0 | 202.13 | 0.99656
9934 | 2047-03-13 | 11 | 3 | 24.1 | 24.1 | 19.007 | 1 | 2.05 | 9.259 | 553.354 | 1 | 4716981.1321 | 0 | 202.13 | 0.99656
9941 | 2047-03-20 | 12 | 3 | 24.1 | 24.1 | 19.007 | 1 | 2.05 | 9.259 | 583.354 | 1 | 4716981.1321 | 0 | 202.13 | 0.99656
9948 | 2047-03-27 | 13 | 3 | 24.1 | 24.1 | 19.007 | 1 | 2.05 | 9.259 | 297.211 | 1 | 4716981.1321 | 0 | 202.13 | 0.99656
9955 | 2047-04-03 | 14 | 4 | 24.1 | 24.1 | 19.007 | 1 | 2.05 | 9.259 | 265.963 | 1 | 4716981.1321 | 0 | 202.127 | 0.99654
9962 | 2047-04-10 | 15 | 4 | 24.1 | 24.1 | 19.007 | 1 | 2.05 | 9.259 | 170.585 | 1 | 4716981.1321 | 0 | 202.127 | 0.99654
9969 | 2047-04-17 | 16 | 4 | 24.1 | 24.1 | 19.007 | 1 | 2.05 | 9.259 | 120.166 | 1 | 4716981.1321 | 0 | 202.127 | 0.99654
9976 | 2047-04-24 | 17 | 4 | 24.1 | 24.1 | 19.007 | 1 | 2.05 | 9.259 | 110.989 | 1 | 4716981.1321 | 0 | 202.127 | 0.99654
9983 | 2047-05-01 | 18 | 5 | 25.1 | 25.1 | 20.007 | 1 | 2.05 | 9.259 | 95.734 | 1 | 4716981.1321 | 0 | 202.086 | 0.99634
9990 | 2047-05-08 | 19 | 5 | 25.1 | 25.1 | 20.007 | 1 | 2.05 | 9.259 | 61.772 | 1 | 4716981.1321 | 0 | 202.086 | 0.99634
9997 | 2047-05-15 | 20 | 5 | 25.1 | 25.1 | 20.007 | 1 | 2.05 | 9.259 | 50.595 | 1 | 4716981.1321 | 0 | 202.086 | 0.99634
10004 | 2047-05-22 | 21 | 5 | 25.1 | 25.1 | 20.007 | 1 | 2.05 | 9.259 | 44.573 | 1 | 4716981.1321 | 0 | 202.086 | 0.99634
10011 | 2047-05-29 | 22 | 5 | 25.1 | 25.1 | 20.007 | 1 | 2.05 | 9.259 | 28.957 | 1 | 4716981.1321 | 0 | 202.086 | 0.99634
10018 | 2047-06-05 | 23 | 6 | 25.3 | 25.3 | 20.207 | 1 | 2.05 | 9.259 | 26.285 | 1 | 4716981.1321 | 0 | 202.07 | 0.99626
10025 | 2047-06-12 | 24 | 6 | 25.3 | 25.3 | 20.207 | 1 | 2.05 | 9.259 | 24.007 | 1 | 4716981.1321 | 0 | 202.07 | 0.99626
10032 | 2047-06-19 | 25 | 6 | 25.3 | 25.3 | 20.207 | 1 | 2.05 | 9.259 | 18.449 | 1 | 4716981.1321 | 0 | 202.07 | 0.99626
10039 | 2047-06-26 | 26 | 6 | 25.3 | 25.3 | 20.207 | 1 | 2.05 | 9.259 | 14.389 | 1 | 4716981.1321 | 0 | 202.07 | 0.99626
10046 | 2047-07-03 | 27 | 7 | 26 | 26 | 20.907 | 1 | 2.05 | 9.259 | 10.621 | 1 | 4716981.1321 | 0 | 202.05 | 0.99616
10053 | 2047-07-10 | 28 | 7 | 26 | 26 | 20.907 | 1 | 2.05 | 9.259 | 11.166 | 1 | 4716981.1321 | 0 | 202.05 | 0.99616
10060 | 2047-07-17 | 29 | 7 | 26 | 26 | 20.907 | 1 | 2.05 | 9.259 | 14.387 | 1 | 4716981.1321 | 0 | 202.05 | 0.99616
10067 | 2047-07-24 | 30 | 7 | 26 | 26.091 | 20.998 | 1 | 2.05 | 9.259 | 9.193 | 0.99287 | 4716981.1321 | 0.012009 | 197.972 | 0.97606
10074 | 2047-07-31 | 31 | 7 | 26 | 26.091 | 20.998 | 1 | 2.05 | 9.259 | 9.203 | 0.99395 | 4716981.1321 | 0.010189 | 191.711 | 0.94519
10081 | 2047-08-07 | 32 | 8 | 26.4 | 26.491 | 21.398 | 1 | 2.05 | 9.259 | 9.197 | 0.9933 | 4716981.1321 | 0.011281 | 186.526 | 0.91963
10088 | 2047-08-14 | 33 | 8 | 26.4 | 26.491 | 21.398 | 1 | 2.05 | 9.259 | 7.024 | 0.75861 | 4716981.1321 | 0.40666 | 178.644 | 0.88077
10095 | 2047-08-21 | 34 | 8 | 26.4 | 26.491 | 21.398 | 1 | 2.05 | 9.259 | 6.908 | 0.74608 | 4716981.1321 | 0.42777 | 169.038 | 0.83341
10102 | 2047-08-28 | 35 | 8 | 26.4 | 26.491 | 21.398 | 1 | 2.05 | 9.259 | 6.909 | 0.74619 | 4716981.1321 | 0.42758 | 158.985 | 0.78384
10109 | 2047-09-04 | 36 | 9 | 25 | 25.091 | 19.998 | 1 | 2.05 | 9.259 | 6.905 | 0.74576 | 4716981.1321 | 0.42831 | 150.681 | 0.7429
10116 | 2047-09-11 | 37 | 9 | 25 | 25.091 | 19.998 | 1 | 2.05 | 9.259 | 6.902 | 0.74544 | 4716981.1321 | 0.42886 | 142.791 | 0.704
10123 | 2047-09-18 | 38 | 9 | 25 | 25.091 | 19.998 | 1 | 2.05 | 9.259 | 6.893 | 0.74446 | 4716981.1321 | 0.4305 | 137.383 | 0.67734
10130 | 2047-09-25 | 39 | 9 | 25 | 25.091 | 19.998 | 1 | 2.05 | 9.259 | 6.901 | 0.74533 | 4716981.1321 | 0.42904 | 130.077 | 0.64132
10137 | 2047-10-02 | 40 | 10 | 24.3 | 24.1 | 19.007 | 0.99177 | 2.0928 | 9.259 | 4.586 | 0.4953 | 4716981.1321 | 0.85026 | 124.218 | 0.61243
10144 | 2047-10-09 | 41 | 10 | 24.3 | 24.1 | 19.007 | 0.99177 | 2.0928 | 9.259 | 4.588 | 0.49552 | 4716981.1321 | 0.84989 | 118.333 | 0.58342
10151 | 2047-10-16 | 42 | 10 | 24.3 | 24.1 | 19.007 | 0.99177 | 2.0928 | 9.259 | 4.587 | 0.49541 | 4716981.1321 | 0.85007 | 112.651 | 0.5554
10158 | 2047-10-23 | 43 | 10 | 24.3 | 24.1 | 19.007 | 0.99177 | 2.0928 | 9.259 | 4.583 | 0.49498 | 4716981.1321 | 0.8508 | 107.903 | 0.53199
10165 | 2047-10-30 | 44 | 10 | 24.3 | 24.1 | 19.007 | 0.99177 | 2.0928 | 9.259 | 4.586 | 0.4953 | 4716981.1321 | 0.85026 | 103.149 | 0.50855
10172 | 2047-11-06 | 45 | 11 | 24.7 | 24.52 | 19.427 | 0.99271 | 2.0878 | 9.259 | 4.581 | 0.49476 | 4716981.1321 | 0.85117 | 99.399 | 0.49007
10179 | 2047-11-13 | 46 | 11 | 24.7 | 24.52 | 19.427 | 0.99271 | 2.0878 | 9.259 | 4.581 | 0.49476 | 4716981.1321 | 0.85117 | 95.675 | 0.47171
10186 | 2047-11-20 | 47 | 11 | 24.7 | 24.52 | 19.427 | 0.99271 | 2.0878 | 9.259 | 4.578 | 0.49444 | 4716981.1321 | 0.85171 | 92.661 | 0.45685
10193 | 2047-11-27 | 48 | 11 | 24.7 | 24.52 | 19.427 | 0.99271 | 2.0878 | 9.259 | 4.587 | 0.49541 | 4716981.1321 | 0.85007 | 87.468 | 0.43124
10200 | 2047-12-04 | 49 | 12 | 25.5 | 25.311 | 20.218 | 0.99259 | 2.0885 | 9.259 | 4.548 | 0.4912 | 4716981.1321 | 0.85717 | 91.039 | 0.44885
10207 | 2047-12-11 | 50 | 12 | 25.5 | 25.311 | 20.218 | 0.99259 | 2.0885 | 9.259 | 4.573 | 0.4939 | 4716981.1321 | 0.85262 | 88.312 | 0.4354
10214 | 2047-12-18 | 51 | 12 | 25.5 | 25.311 | 20.218 | 0.99259 | 2.0885 | 9.259 | 4.578 | 0.49444 | 4716981.1321 | 0.85171 | 84.411 | 0.41617
10221 | 2047-12-25 | 52 | 12 | 25.5 | 25.311 | 20.218 | 0.99259 | 2.0885 | 9.259 | 4.564 | 0.49293 | 4716981.1321 | 0.85426 | 84.398 | 0.41611
10228 | 2048-01-01 | 1 | 1 | 24.7 | 24.52 | 19.427 | 0.99271 | 2.0878 | 9.259 | 4.562 | 0.49271 | 4716981.1321 | 0.85462 | 85.144 | 0.41978
10235 | 2048-01-08 | 2 | 1 | 24.7 | 24.428 | 19.335 | 0.98899 | 2.1075 | 9.259 | 24.292 | 1 | 4716981.1321 | 0 | 99.17 | 0.48894
10242 | 2048-01-15 | 3 | 1 | 24.7 | 24.428 | 19.335 | 0.98899 | 2.1075 | 9.259 | 18.378 | 1 | 4716981.1321 | 0 | 112.134 | 0.55285
10249 | 2048-01-22 | 4 | 1 | 24.7 | 24.428 | 19.335 | 0.98899 | 2.1075 | 9.259 | 63.776 | 1 | 4716981.1321 | 0 | 124.798 | 0.61529
10256 | 2048-01-29 | 5 | 1 | 24.7 | 24.428 | 19.335 | 0.98899 | 2.1075 | 9.259 | 131.176 | 1 | 4716981.1321 | 0 | 139.914 | 0.68982
10263 | 2048-02-05 | 6 | 2 | 24.4 | 24.131 | 19.038 | 0.98898 | 2.1076 | 9.259 | 90.126 | 1 | 4716981.1321 | 0 | 153.103 | 0.75484
10270 | 2048-02-12 | 7 | 2 | 24.4 | 24.132 | 19.039 | 0.98902 | 2.1074 | 9.259 | 35.214 | 1 | 4716981.1321 | 0 | 165.676 | 0.81683
10277 | 2048-02-19 | 8 | 2 | 24.4 | 24.4 | 19.307 | 1 | 2.05 | 9.259 | 15.162 | 1 | 4716981.1321 | 0 | 177.886 | 0.87703
10284 | 2048-02-26 | 9 | 2 | 24.4 | 24.4 | 19.307 | 1 | 2.05 | 9.259 | 14.687 | 1 | 4716981.1321 | 0 | 190.06 | 0.93705
10291 | 2048-03-04 | 10 | 3 | 24.1 | 24.1 | 19.007 | 1 | 2.05 | 9.259 | 9.143 | 0.98747 | 4716981.1321 | 0.021106 | 198.322 | 0.97778
10298 | 2048-03-11 | 11 | 3 | 24.1 | 24.1 | 19.007 | 1 | 2.05 | 9.259 | 9.166 | 0.98996 | 4716981.1321 | 0.016921 | 200.811 | 0.99006
10305 | 2048-03-18 | 12 | 3 | 24.1 | 24.1 | 19.007 | 1 | 2.05 | 9.259 | 10.624 | 1 | 4716981.1321 | 0 | 202.13 | 0.99656
10312 | 2048-03-25 | 13 | 3 | 24.1 | 24.191 | 19.098 | 1 | 2.05 | 9.259 | 9.159 | 0.9892 | 4716981.1321 | 0.018195 | 200.586 | 0.98895
10319 | 2048-04-01 | 14 | 4 | 24.1 | 24.1 | 19.007 | 1 | 2.05 | 9.259 | 37.104 | 1 | 4716981.1321 | 0 | 202.127 | 0.99654
10326 | 2048-04-08 | 15 | 4 | 24.1 | 24.1 | 19.007 | 1 | 2.05 | 9.259 | 13.908 | 1 | 4716981.1321 | 0 | 202.127 | 0.99654
10333 | 2048-04-15 | 16 | 4 | 24.1 | 24.1 | 19.007 | 1 | 2.05 | 9.259 | 12.953 | 1 | 4716981.1321 | 0 | 202.127 | 0.99654
10340 | 2048-04-22 | 17 | 4 | 24.1 | 24.191 | 19.098 | 1 | 2.05 | 9.259 | 9.112 | 0.98412 | 4716981.1321 | 0.026747 | 201.176 | 0.99186
10347 | 2048-04-29 | 18 | 4 | 24.1 | 24.191 | 19.098 | 1 | 2.05 | 9.259 | 9.184 | 0.9919 | 4716981.1321 | 0.013646 | 199.746 | 0.9848
10354 | 2048-05-06 | 19 | 5 | 25.1 | 25.191 | 20.098 | 1 | 2.05 | 9.259 | 9.182 | 0.99168 | 4716981.1321 | 0.01401 | 198.73 | 0.9798
10361 | 2048-05-13 | 20 | 5 | 25.1 | 25.191 | 20.098 | 1 | 2.05 | 9.259 | 6.877 | 0.74274 | 4716981.1321 | 0.43341 | 196.628 | 0.96943
10368 | 2048-05-20 | 21 | 5 | 25.1 | 25.191 | 20.098 | 1 | 2.05 | 9.259 | 6.893 | 0.74446 | 4716981.1321 | 0.4305 | 190.725 | 0.94033
10375 | 2048-05-27 | 22 | 5 | 25.1 | 25.1 | 20.007 | 1 | 2.05 | 9.259 | 12.118 | 1 | 4716981.1321 | 0 | 201.454 | 0.99323
10382 | 2048-06-03 | 23 | 6 | 25.3 | 25.3 | 20.207 | 1 | 2.05 | 9.259 | 27.077 | 1 | 4716981.1321 | 0 | 202.07 | 0.99626
10389 | 2048-06-10 | 24 | 6 | 25.3 | 25.477 | 20.384 | 1 | 2.05 | 9.259 | 9.612 | 1 | 4716981.1321 | 0 | 202.154 | 0.99668
10396 | 2048-06-17 | 25 | 6 | 25.3 | 25.391 | 20.298 | 1 | 2.05 | 9.259 | 9.183 | 0.99179 | 4716981.1321 | 0.013828 | 198.729 | 0.97979
10403 | 2048-06-24 | 26 | 6 | 25.3 | 25.391 | 20.298 | 1 | 2.05 | 9.259 | 6.89 | 0.74414 | 4716981.1321 | 0.43104 | 193.309 | 0.95307
10410 | 2048-07-01 | 27 | 7 | 26 | 26.091 | 20.998 | 1 | 2.05 | 9.259 | 6.893 | 0.74446 | 4716981.1321 | 0.4305 | 186.819 | 0.92107
10417 | 2048-07-08 | 28 | 7 | 26 | 26.091 | 20.998 | 1 | 2.05 | 9.259 | 6.898 | 0.745 | 4716981.1321 | 0.42959 | 179.128 | 0.88315
10424 | 2048-07-15 | 29 | 7 | 26 | 25.598 | 20.505 | 0.98454 | 2.1314 | 9.259 | 4.868 | 0.52576 | 4716981.1321 | 0.79895 | 172.325 | 0.84961
10431 | 2048-07-22 | 30 | 7 | 26 | 25.597 | 20.504 | 0.9845 | 2.1316 | 9.259 | 4.595 | 0.49627 | 4716981.1321 | 0.84862 | 163.317 | 0.8052
10438 | 2048-07-29 | 31 | 7 | 26 | 25.597 | 20.504 | 0.9845 | 2.1316 | 9.259 | 4.599 | 0.49671 | 4716981.1321 | 0.84789 | 153.547 | 0.75703
10445 | 2048-08-05 | 32 | 8 | 26.4 | 25.924 | 20.831 | 0.98197 | 2.1454 | 9.259 | 4.533 | 0.48958 | 4716981.1321 | 0.8599 | 159.168 | 0.78474
10452 | 2048-08-12 | 33 | 8 | 26.4 | 26.491 | 21.398 | 1 | 2.05 | 9.259 | 6.884 | 0.74349 | 4716981.1321 | 0.43213 | 155.017 | 0.76428
10459 | 2048-08-19 | 34 | 8 | 26.4 | 26.491 | 21.398 | 1 | 2.05 | 9.259 | 6.897 | 0.7449 | 4716981.1321 | 0.42977 | 147.458 | 0.72701
10466 | 2048-08-26 | 35 | 8 | 26.4 | 26.017 | 20.924 | 0.98549 | 2.1263 | 9.259 | 5.309 | 0.57339 | 4716981.1321 | 0.71871 | 138.042 | 0.68059
10473 | 2048-09-02 | 36 | 9 | 25 | 24.766 | 19.673 | 0.99064 | 2.0988 | 9.259 | 4.588 | 0.49552 | 4716981.1321 | 0.84989 | 130.895 | 0.64535
10480 | 2048-09-09 | 37 | 9 | 25 | 24.766 | 19.673 | 0.99064 | 2.0988 | 9.259 | 4.564 | 0.49293 | 4716981.1321 | 0.85426 | 129.815 | 0.64003
10487 | 2048-09-16 | 38 | 9 | 25 | 24.766 | 19.673 | 0.99064 | 2.0988 | 9.259 | 4.571 | 0.49368 | 4716981.1321 | 0.85299 | 126.859 | 0.62545
10494 | 2048-09-23 | 39 | 9 | 25 | 24.766 | 19.673 | 0.99064 | 2.0988 | 9.259 | 4.591 | 0.49584 | 4716981.1321 | 0.84935 | 119.432 | 0.58883
10501 | 2048-09-30 | 40 | 9 | 25 | 24.1 | 19.007 | 0.964 | 2.2468 | 9.259 | 4.592 | 0.49595 | 4716981.1321 | 0.84916 | 111.95 | 0.55195
10508 | 2048-10-07 | 41 | 10 | 24.3 | 24.1 | 19.007 | 0.99177 | 2.0928 | 9.259 | 4.595 | 0.49627 | 4716981.1321 | 0.84862 | 104.515 | 0.51529
10515 | 2048-10-14 | 42 | 10 | 24.3 | 24.008 | 18.915 | 0.98798 | 2.1129 | 9.259 | 4.521 | 0.48828 | 4716981.1321 | 0.86208 | 113.541 | 0.55979
10522 | 2048-10-21 | 43 | 10 | 24.3 | 24.008 | 18.915 | 0.98798 | 2.1129 | 9.259 | 4.532 | 0.48947 | 4716981.1321 | 0.86008 | 119.732 | 0.59031
10529 | 2048-10-28 | 44 | 10 | 24.3 | 24.3 | 19.207 | 1 | 2.05 | 9.259 | 6.85 | 0.73982 | 4716981.1321 | 0.43832 | 123.783 | 0.61029
10536 | 2048-11-04 | 45 | 11 | 24.7 | 24.7 | 19.607 | 1 | 2.05 | 9.259 | 12.323 | 1 | 4716981.1321 | 0 | 135.696 | 0.66902
10543 | 2048-11-11 | 46 | 11 | 24.7 | 24.7 | 19.607 | 1 | 2.05 | 9.259 | 6.837 | 0.73842 | 4716981.1321 | 0.44069 | 142.807 | 0.70408
10550 | 2048-11-18 | 47 | 11 | 24.7 | 24.7 | 19.607 | 1 | 2.05 | 9.259 | 8.244 | 0.89038 | 4716981.1321 | 0.18468 | 151.061 | 0.74477
10557 | 2048-11-25 | 48 | 11 | 24.7 | 24.7 | 19.607 | 1 | 2.05 | 9.259 | 9.17 | 0.99039 | 4716981.1321 | 0.016194 | 152.432 | 0.75153
10564 | 2048-12-02 | 49 | 12 | 25.5 | 25.5 | 20.407 | 1 | 2.05 | 9.259 | 9.155 | 0.98877 | 4716981.1321 | 0.018923 | 156.613 | 0.77215
10571 | 2048-12-09 | 50 | 12 | 25.5 | 25.5 | 20.407 | 1 | 2.05 | 9.259 | 85.819 | 1 | 4716981.1321 | 0 | 168.074 | 0.82865
10578 | 2048-12-16 | 51 | 12 | 25.5 | 25.5 | 20.407 | 1 | 2.05 | 9.259 | 77.919 | 1 | 4716981.1321 | 0 | 179.033 | 0.88268
10585 | 2048-12-23 | 52 | 12 | 25.5 | 25.5 | 20.407 | 1 | 2.05 | 9.259 | 20.363 | 1 | 4716981.1321 | 0 | 189.895 | 0.93624
10592 | 2048-12-30 | 53 | 12 | 25.5 | 25.5 | 20.407 | 1 | 2.05 | 9.259 | 174.674 | 1 | 4716981.1321 | 0 | 202.085 | 0.99634
10599 | 2049-01-06 | 2 | 1 | 24.7 | 24.7 | 19.607 | 1 | 2.05 | 9.259 | 121.248 | 1 | 4716981.1321 | 0 | 202.117 | 0.99649
10606 | 2049-01-13 | 3 | 1 | 24.7 | 24.7 | 19.607 | 1 | 2.05 | 9.259 | 69.519 | 1 | 4716981.1321 | 0 | 202.117 | 0.99649
10613 | 2049-01-20 | 4 | 1 | 24.7 | 24.7 | 19.607 | 1 | 2.05 | 9.259 | 45.277 | 1 | 4716981.1321 | 0 | 202.117 | 0.99649
10620 | 2049-01-27 | 5 | 1 | 24.7 | 24.7 | 19.607 | 1 | 2.05 | 9.259 | 32.392 | 1 | 4716981.1321 | 0 | 202.117 | 0.99649
10627 | 2049-02-03 | 6 | 2 | 24.4 | 24.4 | 19.307 | 1 | 2.05 | 9.259 | 30.569 | 1 | 4716981.1321 | 0 | 202.126 | 0.99654
10634 | 2049-02-10 | 7 | 2 | 24.4 | 24.4 | 19.307 | 1 | 2.05 | 9.259 | 85.897 | 1 | 4716981.1321 | 0 | 202.126 | 0.99654
10641 | 2049-02-17 | 8 | 2 | 24.4 | 24.4 | 19.307 | 1 | 2.05 | 9.259 | 39.122 | 1 | 4716981.1321 | 0 | 202.126 | 0.99654
10648 | 2049-02-24 | 9 | 2 | 24.4 | 24.4 | 19.307 | 1 | 2.05 | 9.259 | 34.877 | 1 | 4716981.1321 | 0 | 202.126 | 0.99654
10655 | 2049-03-03 | 10 | 3 | 24.1 | 24.1 | 19.007 | 1 | 2.05 | 9.259 | 79.346 | 1 | 4716981.1321 | 0 | 202.13 | 0.99656
10662 | 2049-03-10 | 11 | 3 | 24.1 | 24.1 | 19.007 | 1 | 2.05 | 9.259 | 47.424 | 1 | 4716981.1321 | 0 | 202.13 | 0.99656
10669 | 2049-03-17 | 12 | 3 | 24.1 | 24.1 | 19.007 | 1 | 2.05 | 9.259 | 32.852 | 1 | 4716981.1321 | 0 | 202.13 | 0.99656
10676 | 2049-03-24 | 13 | 3 | 24.1 | 24.1 | 19.007 | 1 | 2.05 | 9.259 | 22.825 | 1 | 4716981.1321 | 0 | 202.13 | 0.99656
10683 | 2049-03-31 | 14 | 3 | 24.1 | 24.1 | 19.007 | 1 | 2.05 | 9.259 | 22.298 | 1 | 4716981.1321 | 0 | 202.13 | 0.99656
10690 | 2049-04-07 | 15 | 4 | 24.1 | 24.1 | 19.007 | 1 | 2.05 | 9.259 | 35.562 | 1 | 4716981.1321 | 0 | 202.127 | 0.99654
10697 | 2049-04-14 | 16 | 4 | 24.1 | 24.1 | 19.007 | 1 | 2.05 | 9.259 | 11.293 | 1 | 4716981.1321 | 0 | 202.127 | 0.99654
10704 | 2049-04-21 | 17 | 4 | 24.1 | 24.211 | 19.118 | 1 | 2.05 | 9.259 | 10.742 | 1 | 4716981.1321 | 0 | 202.204 | 0.99692
10711 | 2049-04-28 | 18 | 4 | 24.1 | 24.191 | 19.098 | 1 | 2.05 | 9.259 | 9.112 | 0.98412 | 4716981.1321 | 0.026747 | 202.202 | 0.99691
10718 | 2049-05-05 | 19 | 5 | 25.1 | 25.191 | 20.098 | 1 | 2.05 | 9.259 | 9.192 | 0.99276 | 4716981.1321 | 0.012191 | 197.461 | 0.97354
10725 | 2049-05-12 | 20 | 5 | 25.1 | 25.191 | 20.098 | 1 | 2.05 | 9.259 | 6.887 | 0.74382 | 4716981.1321 | 0.43159 | 192.822 | 0.95067
10732 | 2049-05-19 | 21 | 5 | 25.1 | 25.191 | 20.098 | 1 | 2.05 | 9.259 | 6.879 | 0.74295 | 4716981.1321 | 0.43304 | 190.292 | 0.93819
10739 | 2049-05-26 | 22 | 5 | 25.1 | 25.1 | 20.007 | 1 | 2.05 | 9.259 | 6.851 | 0.73993 | 4716981.1321 | 0.43814 | 193.542 | 0.95422
10746 | 2049-06-02 | 23 | 6 | 25.3 | 25.391 | 20.298 | 1 | 2.05 | 9.259 | 6.878 | 0.74284 | 4716981.1321 | 0.43323 | 190.663 | 0.94002
10753 | 2049-06-09 | 24 | 6 | 25.3 | 24.911 | 19.818 | 0.98462 | 2.131 | 9.259 | 4.581 | 0.49476 | 4716981.1321 | 0.85117 | 184.434 | 0.90931
10760 | 2049-06-16 | 25 | 6 | 25.3 | 24.911 | 19.818 | 0.98462 | 2.131 | 9.259 | 4.593 | 0.49606 | 4716981.1321 | 0.84898 | 176.304 | 0.86923
10767 | 2049-06-23 | 26 | 6 | 25.3 | 24.911 | 19.818 | 0.98462 | 2.131 | 9.259 | 4.601 | 0.49692 | 4716981.1321 | 0.84753 | 166.248 | 0.81965
10774 | 2049-06-30 | 27 | 6 | 25.3 | 24.911 | 19.818 | 0.98462 | 2.131 | 9.259 | 4.53 | 0.48925 | 4716981.1321 | 0.86045 | 155.496 | 0.76664
10781 | 2049-07-07 | 28 | 7 | 26 | 24.193 | 19.1 | 0.9305 | 2.4545 | 9.259 | 4.634 | 0.50049 | 4716981.1321 | 0.84152 | 144.803 | 0.71392
10788 | 2049-07-14 | 29 | 7 | 26 | 24.193 | 19.1 | 0.9305 | 2.4545 | 9.259 | 4.597 | 0.49649 | 4716981.1321 | 0.84826 | 137.061 | 0.67575
10795 | 2049-07-21 | 30 | 7 | 26 | 23.14 | 18.047 | 0.89 | 2.7433 | 9.259 | 3.447 | 0.37229 | 4716981.1321 | 1.0575 | 129.06 | 0.6363
10802 | 2049-07-28 | 31 | 7 | 26 | 23.14 | 18.047 | 0.89 | 2.7433 | 9.259 | 3.449 | 0.3725 | 4716981.1321 | 1.0571 | 120.703 | 0.5951
10809 | 2049-08-04 | 32 | 8 | 26.4 | 23.496 | 18.403 | 0.89 | 2.7433 | 9.259 | 3.45 | 0.37261 | 4716981.1321 | 1.057 | 111.863 | 0.55152
10816 | 2049-08-11 | 33 | 8 | 26.4 | 23.733 | 18.64 | 0.89898 | 2.6754 | 9.259 | 3.356 | 0.36246 | 4716981.1321 | 1.0741 | 101.668 | 0.50125
10823 | 2049-08-18 | 34 | 8 | 26.4 | 23.733 | 18.64 | 0.89898 | 2.6754 | 9.259 | 2.473 | 0.26709 | 4716981.1321 | 1.2347 | 91.082 | 0.44906
10830 | 2049-08-25 | 35 | 8 | 26.4 | 23.733 | 18.64 | 0.89898 | 2.6754 | 9.259 | 3.201 | 0.34572 | 4716981.1321 | 1.1023 | 80.688 | 0.39781
10837 | 2049-09-01 | 36 | 9 | 25 | 20.5 | 15.407 | 0.82 | 3.3668 | 9.259 | 2.752 | 0.29722 | 4716981.1321 | 1.184 | 72.29 | 0.35641
10844 | 2049-09-08 | 37 | 9 | 25 | 20.5 | 15.407 | 0.82 | 3.3668 | 9.259 | 1.521 | 0.16427 | 4716981.1321 | 1.4079 | 63.691 | 0.31401
10851 | 2049-09-15 | 38 | 9 | 25 | 20.5 | 15.407 | 0.82 | 3.3668 | 9.259 | 3.158 | 0.34107 | 4716981.1321 | 1.1101 | 55.445 | 0.27336
10858 | 2049-09-22 | 39 | 9 | 25 | 20.5 | 15.407 | 0.82 | 3.3668 | 9.259 | 3.437 | 0.37121 | 4716981.1321 | 1.0593 | 51.249 | 0.25267
10865 | 2049-09-29 | 40 | 9 | 25 | 20.5 | 15.407 | 0.82 | 3.3668 | 9.259 | 3.442 | 0.37175 | 4716981.1321 | 1.0584 | 43.752 | 0.21571
10872 | 2049-10-06 | 41 | 10 | 24.3 | 19.926 | 14.833 | 0.82 | 3.3668 | 9.259 | 3.437 | 0.37121 | 4716981.1321 | 1.0593 | 39.849 | 0.19647
10879 | 2049-10-13 | 42 | 10 | 24.3 | 19.926 | 14.833 | 0.82 | 3.3668 | 9.259 | 3.43 | 0.37045 | 4716981.1321 | 1.0606 | 37.609 | 0.18542
10886 | 2049-10-20 | 43 | 10 | 24.3 | 19.926 | 14.833 | 0.82 | 3.3668 | 9.259 | 33.942 | 1 | 4716981.1321 | 0 | 53.992 | 0.2662
10893 | 2049-10-27 | 44 | 10 | 24.3 | 23.109 | 18.016 | 0.95099 | 2.3244 | 9.259 | 63.461 | 1 | 4716981.1321 | 0 | 67.792 | 0.33423
10900 | 2049-11-03 | 45 | 11 | 24.7 | 24.581 | 19.488 | 0.99518 | 2.0749 | 9.259 | 26.36 | 1 | 4716981.1321 | 0 | 81.062 | 0.39966
10907 | 2049-11-10 | 46 | 11 | 24.7 | 24.428 | 19.335 | 0.98899 | 2.1075 | 9.259 | 42.962 | 1 | 4716981.1321 | 0 | 93.278 | 0.45989
10914 | 2049-11-17 | 47 | 11 | 24.7 | 24.428 | 19.335 | 0.98899 | 2.1075 | 9.259 | 52.29 | 1 | 4716981.1321 | 0 | 105.335 | 0.51933
10921 | 2049-11-24 | 48 | 11 | 24.7 | 24.428 | 19.335 | 0.98899 | 2.1075 | 9.259 | 68.846 | 1 | 4716981.1321 | 0 | 117.642 | 0.58001
10928 | 2049-12-01 | 49 | 12 | 25.5 | 25.5 | 20.407 | 1 | 2.05 | 9.259 | 22.121 | 1 | 4716981.1321 | 0 | 128.58 | 0.63394
10935 | 2049-12-08 | 50 | 12 | 25.5 | 25.5 | 20.407 | 1 | 2.05 | 9.259 | 22.135 | 1 | 4716981.1321 | 0 | 139.685 | 0.68869
10942 | 2049-12-15 | 51 | 12 | 25.5 | 25.5 | 20.407 | 1 | 2.05 | 9.259 | 62.889 | 1 | 4716981.1321 | 0 | 152.172 | 0.75025
10949 | 2049-12-22 | 52 | 12 | 25.5 | 25.5 | 20.407 | 1 | 2.05 | 9.259 | 31.591 | 1 | 4716981.1321 | 0 | 163.291 | 0.80507
10956 | 2049-12-29 | 53 | 12 | 25.5 | 25.5 | 20.407 | 1 | 2.05 | 9.259 | 13.894 | 1 | 4716981.1321 | 0 | 175.194 | 0.86376
10963 | 2050-01-05 | 2 | 1 | 24.7 | 24.7 | 19.607 | 1 | 2.05 | 9.259 | 9.468 | 1 | 4716981.1321 | 0 | 187.391 | 0.92389
10970 | 2050-01-12 | 3 | 1 | 24.7 | 24.7 | 19.607 | 1 | 2.05 | 9.259 | 9.147 | 0.9879 | 4716981.1321 | 0.020378 | 194.518 | 0.95903
10977 | 2050-01-19 | 4 | 1 | 24.7 | 24.7 | 19.607 | 1 | 2.05 | 9.259 | 9.166 | 0.98996 | 4716981.1321 | 0.016921 | 197.179 | 0.97215
10984 | 2050-01-26 | 5 | 1 | 24.7 | 24.7 | 19.607 | 1 | 2.05 | 9.259 | 9.158 | 0.98909 | 4716981.1321 | 0.018377 | 202.018 | 0.99601
10991 | 2050-02-02 | 6 | 2 | 24.4 | 24.4 | 19.307 | 1 | 2.05 | 9.259 | 238.501 | 1 | 4716981.1321 | 0 | 202.126 | 0.99654
10998 | 2050-02-09 | 7 | 2 | 24.4 | 24.4 | 19.307 | 1 | 2.05 | 9.259 | 222.54 | 1 | 4716981.1321 | 0 | 202.126 | 0.99654
11005 | 2050-02-16 | 8 | 2 | 24.4 | 24.4 | 19.307 | 1 | 2.05 | 9.259 | 199.839 | 1 | 4716981.1321 | 0 | 202.126 | 0.99654
11012 | 2050-02-23 | 9 | 2 | 24.4 | 24.4 | 19.307 | 1 | 2.05 | 9.259 | 124.068 | 1 | 4716981.1321 | 0 | 202.126 | 0.99654
11019 | 2050-03-02 | 10 | 3 | 24.1 | 24.1 | 19.007 | 1 | 2.05 | 9.259 | 71.896 | 1 | 4716981.1321 | 0 | 202.13 | 0.99656
11026 | 2050-03-09 | 11 | 3 | 24.1 | 24.1 | 19.007 | 1 | 2.05 | 9.259 | 53.623 | 1 | 4716981.1321 | 0 | 202.13 | 0.99656
11033 | 2050-03-16 | 12 | 3 | 24.1 | 24.1 | 19.007 | 1 | 2.05 | 9.259 | 60.657 | 1 | 4716981.1321 | 0 | 202.13 | 0.99656
11040 | 2050-03-23 | 13 | 3 | 24.1 | 24.1 | 19.007 | 1 | 2.05 | 9.259 | 48.089 | 1 | 4716981.1321 | 0 | 202.13 | 0.99656
11047 | 2050-03-30 | 14 | 3 | 24.1 | 24.1 | 19.007 | 1 | 2.05 | 9.259 | 32.061 | 1 | 4716981.1321 | 0 | 202.13 | 0.99656
11054 | 2050-04-06 | 15 | 4 | 24.1 | 24.1 | 19.007 | 1 | 2.05 | 9.259 | 24.042 | 1 | 4716981.1321 | 0 | 202.127 | 0.99654
11061 | 2050-04-13 | 16 | 4 | 24.1 | 24.1 | 19.007 | 1 | 2.05 | 9.259 | 24.201 | 1 | 4716981.1321 | 0 | 202.127 | 0.99654
11068 | 2050-04-20 | 17 | 4 | 24.1 | 24.1 | 19.007 | 1 | 2.05 | 9.259 | 28.407 | 1 | 4716981.1321 | 0 | 202.127 | 0.99654
11075 | 2050-04-27 | 18 | 4 | 24.1 | 24.1 | 19.007 | 1 | 2.05 | 9.259 | 56.634 | 1 | 4716981.1321 | 0 | 202.127 | 0.99654
11082 | 2050-05-04 | 19 | 5 | 25.1 | 25.1 | 20.007 | 1 | 2.05 | 9.259 | 24.528 | 1 | 4716981.1321 | 0 | 202.086 | 0.99634
11089 | 2050-05-11 | 20 | 5 | 25.1 | 25.1 | 20.007 | 1 | 2.05 | 9.259 | 17.987 | 1 | 4716981.1321 | 0 | 202.086 | 0.99634
11096 | 2050-05-18 | 21 | 5 | 25.1 | 25.1 | 20.007 | 1 | 2.05 | 9.259 | 31.959 | 1 | 4716981.1321 | 0 | 202.086 | 0.99634
11103 | 2050-05-25 | 22 | 5 | 25.1 | 25.1 | 20.007 | 1 | 2.05 | 9.259 | 26.781 | 1 | 4716981.1321 | 0 | 202.086 | 0.99634
11110 | 2050-06-01 | 23 | 6 | 25.3 | 25.391 | 20.298 | 1 | 2.05 | 9.259 | 8.986 | 0.97052 | 4716981.1321 | 0.049673 | 201.866 | 0.99526
11117 | 2050-06-08 | 24 | 6 | 25.3 | 25.391 | 20.298 | 1 | 2.05 | 9.259 | 7.414 | 0.80073 | 4716981.1321 | 0.3357 | 196.48 | 0.9687
11124 | 2050-06-15 | 25 | 6 | 25.3 | 25.391 | 20.298 | 1 | 2.05 | 9.259 | 6.882 | 0.74328 | 4716981.1321 | 0.4325 | 192.872 | 0.95091
11131 | 2050-06-22 | 26 | 6 | 25.3 | 25.391 | 20.298 | 1 | 2.05 | 9.259 | 6.882 | 0.74328 | 4716981.1321 | 0.4325 | 189.44 | 0.93399
11138 | 2050-06-29 | 27 | 6 | 25.3 | 25.391 | 20.298 | 1 | 2.05 | 9.259 | 6.879 | 0.74295 | 4716981.1321 | 0.43304 | 186.723 | 0.9206
11145 | 2050-07-06 | 28 | 7 | 26 | 26.091 | 20.998 | 1 | 2.05 | 9.259 | 6.863 | 0.74122 | 4716981.1321 | 0.43595 | 187.666 | 0.92525
11152 | 2050-07-13 | 29 | 7 | 26 | 26.091 | 20.998 | 1 | 2.05 | 9.259 | 6.871 | 0.74209 | 4716981.1321 | 0.4345 | 186.482 | 0.91941
11159 | 2050-07-20 | 30 | 7 | 26 | 26.091 | 20.998 | 1 | 2.05 | 9.259 | 6.871 | 0.74209 | 4716981.1321 | 0.4345 | 185.352 | 0.91384
11166 | 2050-07-27 | 31 | 7 | 26 | 26.091 | 20.998 | 1 | 2.05 | 9.259 | 6.885 | 0.7436 | 4716981.1321 | 0.43195 | 180.921 | 0.89199
11173 | 2050-08-03 | 32 | 8 | 26.4 | 26.491 | 21.398 | 1 | 2.05 | 9.259 | 6.897 | 0.7449 | 4716981.1321 | 0.42977 | 173.574 | 0.85577
11180 | 2050-08-10 | 33 | 8 | 26.4 | 26.491 | 21.398 | 1 | 2.05 | 9.259 | 6.901 | 0.74533 | 4716981.1321 | 0.42904 | 165.124 | 0.81411
11187 | 2050-08-17 | 34 | 8 | 26.4 | 26.491 | 21.398 | 1 | 2.05 | 9.259 | 6.899 | 0.74511 | 4716981.1321 | 0.4294 | 157.267 | 0.77537
11194 | 2050-08-24 | 35 | 8 | 26.4 | 26.491 | 21.398 | 1 | 2.05 | 9.259 | 6.892 | 0.74436 | 4716981.1321 | 0.43068 | 151.035 | 0.74465
11201 | 2050-08-31 | 36 | 8 | 26.4 | 26.4 | 21.307 | 1 | 2.05 | 9.259 | 6.851 | 0.73993 | 4716981.1321 | 0.43814 | 153.666 | 0.75762
11208 | 2050-09-07 | 37 | 9 | 25 | 25.091 | 19.998 | 1 | 2.05 | 9.259 | 6.869 | 0.74187 | 4716981.1321 | 0.43486 | 153.357 | 0.75609
11215 | 2050-09-14 | 38 | 9 | 25 | 25.091 | 19.998 | 1 | 2.05 | 9.259 | 6.873 | 0.7423 | 4716981.1321 | 0.43413 | 152.226 | 0.75052
11222 | 2050-09-21 | 39 | 9 | 25 | 25.091 | 19.998 | 1 | 2.05 | 9.259 | 6.874 | 0.74241 | 4716981.1321 | 0.43395 | 150.88 | 0.74388
11229 | 2050-09-28 | 40 | 9 | 25 | 25 | 19.907 | 1 | 2.05 | 9.259 | 6.828 | 0.73744 | 4716981.1321 | 0.44232 | 159.57 | 0.78673
11236 | 2050-10-05 | 41 | 10 | 24.3 | 24.3 | 19.207 | 1 | 2.05 | 9.259 | 9.165 | 0.98985 | 4716981.1321 | 0.017103 | 162.019 | 0.7988
11243 | 2050-10-12 | 42 | 10 | 24.3 | 24.391 | 19.298 | 1 | 2.05 | 9.259 | 9.177 | 0.99114 | 4716981.1321 | 0.01492 | 162.138 | 0.79939
11250 | 2050-10-19 | 43 | 10 | 24.3 | 24.391 | 19.298 | 1 | 2.05 | 9.259 | 9.184 | 0.9919 | 4716981.1321 | 0.013646 | 160.639 | 0.792
11257 | 2050-10-26 | 44 | 10 | 24.3 | 24.391 | 19.298 | 1 | 2.05 | 9.259 | 9.192 | 0.99276 | 4716981.1321 | 0.012191 | 157.427 | 0.77616
11264 | 2050-11-02 | 45 | 11 | 24.7 | 24.7 | 19.607 | 1 | 2.05 | 9.259 | 9.162 | 0.98952 | 4716981.1321 | 0.017649 | 160.634 | 0.79197
11271 | 2050-11-09 | 46 | 11 | 24.7 | 24.7 | 19.607 | 1 | 2.05 | 9.259 | 36.923 | 1 | 4716981.1321 | 0 | 173.082 | 0.85334
11278 | 2050-11-16 | 47 | 11 | 24.7 | 24.7 | 19.607 | 1 | 2.05 | 9.259 | 106.755 | 1 | 4716981.1321 | 0 | 189.546 | 0.93452
11285 | 2050-11-23 | 48 | 11 | 24.7 | 24.7 | 19.607 | 1 | 2.05 | 9.259 | 158.642 | 1 | 4716981.1321 | 0 | 202.124 | 0.99653
11292 | 2050-11-30 | 49 | 11 | 24.7 | 24.7 | 19.607 | 1 | 2.05 | 9.259 | 166.058 | 1 | 4716981.1321 | 0 | 202.124 | 0.99653
11299 | 2050-12-07 | 50 | 12 | 25.5 | 25.5 | 20.407 | 1 | 2.05 | 9.259 | 112.008 | 1 | 4716981.1321 | 0 | 202.085 | 0.99634
11306 | 2050-12-14 | 51 | 12 | 25.5 | 25.5 | 20.407 | 1 | 2.05 | 9.259 | 89.042 | 1 | 4716981.1321 | 0 | 202.085 | 0.99634
11313 | 2050-12-21 | 52 | 12 | 25.5 | 25.5 | 20.407 | 1 | 2.05 | 9.259 | 86.668 | 1 | 4716981.1321 | 0 | 202.085 | 0.99634
11320 | 2050-12-28 | 53 | 12 | 25.5 | 25.5 | 20.407 | 1 | 2.05 | 9.259 | 71.649 | 1 | 4716981.1321 | 0 | 202.085 | 0.99634
11327 | 2051-01-04 | 1 | 1 | 24.7 | 24.7 | 19.607 | 1 | 2.05 | 9.259 | 273.227 | 1 | 4716981.1321 | 0 | 202.117 | 0.99649
11334 | 2051-01-11 | 2 | 1 | 24.7 | 24.7 | 19.607 | 1 | 2.05 | 9.259 | 286.697 | 1 | 4716981.1321 | 0 | 202.117 | 0.99649
11341 | 2051-01-18 | 3 | 1 | 24.7 | 24.7 | 19.607 | 1 | 2.05 | 9.259 | 149.807 | 1 | 4716981.1321 | 0 | 202.117 | 0.99649
11348 | 2051-01-25 | 4 | 1 | 24.7 | 24.7 | 19.607 | 1 | 2.05 | 9.259 | 89.745 | 1 | 4716981.1321 | 0 | 202.117 | 0.99649
11355 | 2051-02-01 | 5 | 2 | 24.4 | 24.4 | 19.307 | 1 | 2.05 | 9.259 | 194.695 | 1 | 4716981.1321 | 0 | 202.126 | 0.99654
11362 | 2051-02-08 | 6 | 2 | 24.4 | 24.4 | 19.307 | 1 | 2.05 | 9.259 | 241.54 | 1 | 4716981.1321 | 0 | 202.126 | 0.99654
11369 | 2051-02-15 | 7 | 2 | 24.4 | 24.4 | 19.307 | 1 | 2.05 | 9.259 | 276.39 | 1 | 4716981.1321 | 0 | 202.126 | 0.99654
11376 | 2051-02-22 | 8 | 2 | 24.4 | 24.4 | 19.307 | 1 | 2.05 | 9.259 | 270.54 | 1 | 4716981.1321 | 0 | 202.126 | 0.99654
11383 | 2051-03-01 | 9 | 3 | 24.1 | 24.1 | 19.007 | 1 | 2.05 | 9.259 | 161.831 | 1 | 4716981.1321 | 0 | 202.13 | 0.99656
11390 | 2051-03-08 | 10 | 3 | 24.1 | 24.1 | 19.007 | 1 | 2.05 | 9.259 | 173.009 | 1 | 4716981.1321 | 0 | 202.13 | 0.99656
11397 | 2051-03-15 | 11 | 3 | 24.1 | 24.1 | 19.007 | 1 | 2.05 | 9.259 | 253.784 | 1 | 4716981.1321 | 0 | 202.13 | 0.99656
11404 | 2051-03-22 | 12 | 3 | 24.1 | 24.1 | 19.007 | 1 | 2.05 | 9.259 | 261.064 | 1 | 4716981.1321 | 0 | 202.13 | 0.99656
11411 | 2051-03-29 | 13 | 3 | 24.1 | 24.1 | 19.007 | 1 | 2.05 | 9.259 | 175.304 | 1 | 4716981.1321 | 0 | 202.13 | 0.99656
11418 | 2051-04-05 | 14 | 4 | 24.1 | 24.1 | 19.007 | 1 | 2.05 | 9.259 | 225.545 | 1 | 4716981.1321 | 0 | 202.127 | 0.99654
11425 | 2051-04-12 | 15 | 4 | 24.1 | 24.1 | 19.007 | 1 | 2.05 | 9.259 | 253.366 | 1 | 4716981.1321 | 0 | 202.127 | 0.99654
11432 | 2051-04-19 | 16 | 4 | 24.1 | 24.1 | 19.007 | 1 | 2.05 | 9.259 | 121.626 | 1 | 4716981.1321 | 0 | 202.127 | 0.99654
11439 | 2051-04-26 | 17 | 4 | 24.1 | 24.1 | 19.007 | 1 | 2.05 | 9.259 | 99.11 | 1 | 4716981.1321 | 0 | 202.127 | 0.99654
11446 | 2051-05-03 | 18 | 5 | 25.1 | 25.1 | 20.007 | 1 | 2.05 | 9.259 | 101.583 | 1 | 4716981.1321 | 0 | 202.086 | 0.99634
11453 | 2051-05-10 | 19 | 5 | 25.1 | 25.1 | 20.007 | 1 | 2.05 | 9.259 | 73.979 | 1 | 4716981.1321 | 0 | 202.086 | 0.99634
11460 | 2051-05-17 | 20 | 5 | 25.1 | 25.1 | 20.007 | 1 | 2.05 | 9.259 | 64.929 | 1 | 4716981.1321 | 0 | 202.086 | 0.99634
11467 | 2051-05-24 | 21 | 5 | 25.1 | 25.1 | 20.007 | 1 | 2.05 | 9.259 | 97.94 | 1 | 4716981.1321 | 0 | 202.086 | 0.99634
11474 | 2051-05-31 | 22 | 5 | 25.1 | 25.1 | 20.007 | 1 | 2.05 | 9.259 | 55.587 | 1 | 4716981.1321 | 0 | 202.086 | 0.99634
11481 | 2051-06-07 | 23 | 6 | 25.3 | 25.3 | 20.207 | 1 | 2.05 | 9.259 | 41.643 | 1 | 4716981.1321 | 0 | 202.07 | 0.99626
11488 | 2051-06-14 | 24 | 6 | 25.3 | 25.3 | 20.207 | 1 | 2.05 | 9.259 | 31.32 | 1 | 4716981.1321 | 0 | 202.07 | 0.99626
11495 | 2051-06-21 | 25 | 6 | 25.3 | 25.3 | 20.207 | 1 | 2.05 | 9.259 | 29.156 | 1 | 4716981.1321 | 0 | 202.07 | 0.99626
11502 | 2051-06-28 | 26 | 6 | 25.3 | 25.3 | 20.207 | 1 | 2.05 | 9.259 | 20.72 | 1 | 4716981.1321 | 0 | 202.07 | 0.99626
11509 | 2051-07-05 | 27 | 7 | 26 | 26 | 20.907 | 1 | 2.05 | 9.259 | 13 | 1 | 4716981.1321 | 0 | 202.05 | 0.99616
11516 | 2051-07-12 | 28 | 7 | 26 | 26 | 20.907 | 1 | 2.05 | 9.259 | 10.967 | 1 | 4716981.1321 | 0 | 202.05 | 0.99616
11523 | 2051-07-19 | 29 | 7 | 26 | 26 | 20.907 | 1 | 2.05 | 9.259 | 10.796 | 1 | 4716981.1321 | 0 | 202.05 | 0.99616
11530 | 2051-07-26 | 30 | 7 | 26 | 26.091 | 20.998 | 1 | 2.05 | 9.259 | 9.168 | 0.99017 | 4716981.1321 | 0.016558 | 200.638 | 0.9892
11537 | 2051-08-02 | 31 | 8 | 26.4 | 26.491 | 21.398 | 1 | 2.05 | 9.259 | 9.175 | 0.99093 | 4716981.1321 | 0.015284 | 201.055 | 0.99126
11544 | 2051-08-09 | 32 | 8 | 26.4 | 26.4 | 21.307 | 1 | 2.05 | 9.259 | 14.094 | 1 | 4716981.1321 | 0 | 202.043 | 0.99613
11551 | 2051-08-16 | 33 | 8 | 26.4 | 26.491 | 21.398 | 1 | 2.05 | 9.259 | 9.448 | 1 | 4716981.1321 | 0 | 202.118 | 0.9965
11558 | 2051-08-23 | 34 | 8 | 26.4 | 26.659 | 21.566 | 1 | 2.05 | 9.259 | 11.636 | 1 | 4716981.1321 | 0 | 202.136 | 0.99659
11565 | 2051-08-30 | 35 | 8 | 26.4 | 26.4 | 21.307 | 1 | 2.05 | 9.259 | 24.505 | 1 | 4716981.1321 | 0 | 202.043 | 0.99613
11572 | 2051-09-06 | 36 | 9 | 25 | 25 | 19.907 | 1 | 2.05 | 9.259 | 17.076 | 1 | 4716981.1321 | 0 | 202.09 | 0.99636
11579 | 2051-09-13 | 37 | 9 | 25 | 25 | 19.907 | 1 | 2.05 | 9.259 | 12.62 | 1 | 4716981.1321 | 0 | 202.09 | 0.99636
11586 | 2051-09-20 | 38 | 9 | 25 | 25.091 | 19.998 | 1 | 2.05 | 9.259 | 9.044 | 0.97678 | 4716981.1321 | 0.039119 | 201.696 | 0.99442
11593 | 2051-09-27 | 39 | 9 | 25 | 25 | 19.907 | 1 | 2.05 | 9.259 | 32.457 | 1 | 4716981.1321 | 0 | 202.09 | 0.99636
11600 | 2051-10-04 | 40 | 10 | 24.3 | 24.391 | 19.298 | 1 | 2.05 | 9.259 | 9.048 | 0.97721 | 4716981.1321 | 0.038392 | 202.195 | 0.99688
11607 | 2051-10-11 | 41 | 10 | 24.3 | 24.473 | 19.38 | 1 | 2.05 | 9.259 | 12.611 | 1 | 4716981.1321 | 0 | 202.205 | 0.99693
11614 | 2051-10-18 | 42 | 10 | 24.3 | 24.391 | 19.298 | 1 | 2.05 | 9.259 | 11.788 | 1 | 4716981.1321 | 0 | 202.195 | 0.99688
11621 | 2051-10-25 | 43 | 10 | 24.3 | 24.391 | 19.298 | 1 | 2.05 | 9.259 | 11.371 | 1 | 4716981.1321 | 0 | 202.195 | 0.99688
11628 | 2051-11-01 | 44 | 11 | 24.7 | 24.7 | 19.607 | 1 | 2.05 | 9.259 | 75.603 | 1 | 4716981.1321 | 0 | 202.124 | 0.99653
11635 | 2051-11-08 | 45 | 11 | 24.7 | 24.7 | 19.607 | 1 | 2.05 | 9.259 | 206.03 | 1 | 4716981.1321 | 0 | 202.124 | 0.99653
11642 | 2051-11-15 | 46 | 11 | 24.7 | 24.7 | 19.607 | 1 | 2.05 | 9.259 | 262.642 | 1 | 4716981.1321 | 0 | 202.124 | 0.99653
11649 | 2051-11-22 | 47 | 11 | 24.7 | 24.7 | 19.607 | 1 | 2.05 | 9.259 | 225.491 | 1 | 4716981.1321 | 0 | 202.124 | 0.99653
11656 | 2051-11-29 | 48 | 11 | 24.7 | 24.7 | 19.607 | 1 | 2.05 | 9.259 | 129.787 | 1 | 4716981.1321 | 0 | 202.124 | 0.99653
11663 | 2051-12-06 | 49 | 12 | 25.5 | 25.5 | 20.407 | 1 | 2.05 | 9.259 | 116.565 | 1 | 4716981.1321 | 0 | 202.085 | 0.99634
11670 | 2051-12-13 | 50 | 12 | 25.5 | 25.5 | 20.407 | 1 | 2.05 | 9.259 | 66.567 | 1 | 4716981.1321 | 0 | 202.085 | 0.99634
11677 | 2051-12-20 | 51 | 12 | 25.5 | 25.5 | 20.407 | 1 | 2.05 | 9.259 | 78.524 | 1 | 4716981.1321 | 0 | 202.085 | 0.99634
11684 | 2051-12-27 | 52 | 12 | 25.5 | 25.5 | 20.407 | 1 | 2.05 | 9.259 | 173.803 | 1 | 4716981.1321 | 0 | 202.085 | 0.99634
11691 | 2052-01-03 | 1 | 1 | 24.7 | 24.7 | 19.607 | 1 | 2.05 | 9.259 | 142.975 | 1 | 4716981.1321 | 0 | 202.117 | 0.99649
11698 | 2052-01-10 | 2 | 1 | 24.7 | 24.7 | 19.607 | 1 | 2.05 | 9.259 | 112.824 | 1 | 4716981.1321 | 0 | 202.117 | 0.99649
11705 | 2052-01-17 | 3 | 1 | 24.7 | 24.7 | 19.607 | 1 | 2.05 | 9.259 | 101.175 | 1 | 4716981.1321 | 0 | 202.117 | 0.99649
11712 | 2052-01-24 | 4 | 1 | 24.7 | 24.7 | 19.607 | 1 | 2.05 | 9.259 | 73.407 | 1 | 4716981.1321 | 0 | 202.117 | 0.99649
11719 | 2052-01-31 | 5 | 1 | 24.7 | 24.7 | 19.607 | 1 | 2.05 | 9.259 | 112.709 | 1 | 4716981.1321 | 0 | 202.117 | 0.99649
11726 | 2052-02-07 | 6 | 2 | 24.4 | 24.4 | 19.307 | 1 | 2.05 | 9.259 | 73.411 | 1 | 4716981.1321 | 0 | 202.126 | 0.99654
11733 | 2052-02-14 | 7 | 2 | 24.4 | 24.4 | 19.307 | 1 | 2.05 | 9.259 | 74.889 | 1 | 4716981.1321 | 0 | 202.126 | 0.99654
11740 | 2052-02-21 | 8 | 2 | 24.4 | 24.4 | 19.307 | 1 | 2.05 | 9.259 | 57.11 | 1 | 4716981.1321 | 0 | 202.126 | 0.99654
11747 | 2052-02-28 | 9 | 2 | 24.4 | 24.4 | 19.307 | 1 | 2.05 | 9.259 | 45.371 | 1 | 4716981.1321 | 0 | 202.126 | 0.99654
11754 | 2052-03-06 | 10 | 3 | 24.1 | 24.1 | 19.007 | 1 | 2.05 | 9.259 | 164.181 | 1 | 4716981.1321 | 0 | 202.13 | 0.99656
11761 | 2052-03-13 | 11 | 3 | 24.1 | 24.1 | 19.007 | 1 | 2.05 | 9.259 | 96.179 | 1 | 4716981.1321 | 0 | 202.13 | 0.99656
11768 | 2052-03-20 | 12 | 3 | 24.1 | 24.1 | 19.007 | 1 | 2.05 | 9.259 | 68.159 | 1 | 4716981.1321 | 0 | 202.13 | 0.99656
11775 | 2052-03-27 | 13 | 3 | 24.1 | 24.1 | 19.007 | 1 | 2.05 | 9.259 | 83.485 | 1 | 4716981.1321 | 0 | 202.13 | 0.99656
11782 | 2052-04-03 | 14 | 4 | 24.1 | 24.1 | 19.007 | 1 | 2.05 | 9.259 | 100.344 | 1 | 4716981.1321 | 0 | 202.127 | 0.99654
11789 | 2052-04-10 | 15 | 4 | 24.1 | 24.1 | 19.007 | 1 | 2.05 | 9.259 | 80.93 | 1 | 4716981.1321 | 0 | 202.127 | 0.99654
11796 | 2052-04-17 | 16 | 4 | 24.1 | 24.1 | 19.007 | 1 | 2.05 | 9.259 | 49.751 | 1 | 4716981.1321 | 0 | 202.127 | 0.99654
11803 | 2052-04-24 | 17 | 4 | 24.1 | 24.1 | 19.007 | 1 | 2.05 | 9.259 | 35.553 | 1 | 4716981.1321 | 0 | 202.127 | 0.99654
11810 | 2052-05-01 | 18 | 5 | 25.1 | 25.1 | 20.007 | 1 | 2.05 | 9.259 | 99.847 | 1 | 4716981.1321 | 0 | 202.086 | 0.99634
11817 | 2052-05-08 | 19 | 5 | 25.1 | 25.1 | 20.007 | 1 | 2.05 | 9.259 | 75.284 | 1 | 4716981.1321 | 0 | 202.086 | 0.99634
11824 | 2052-05-15 | 20 | 5 | 25.1 | 25.1 | 20.007 | 1 | 2.05 | 9.259 | 39.84 | 1 | 4716981.1321 | 0 | 202.086 | 0.99634
11831 | 2052-05-22 | 21 | 5 | 25.1 | 25.1 | 20.007 | 1 | 2.05 | 9.259 | 28.818 | 1 | 4716981.1321 | 0 | 202.086 | 0.99634
11838 | 2052-05-29 | 22 | 5 | 25.1 | 25.1 | 20.007 | 1 | 2.05 | 9.259 | 18.957 | 1 | 4716981.1321 | 0 | 202.086 | 0.99634
11845 | 2052-06-05 | 23 | 6 | 25.3 | 25.3 | 20.207 | 1 | 2.05 | 9.259 | 21.249 | 1 | 4716981.1321 | 0 | 202.07 | 0.99626
11852 | 2052-06-12 | 24 | 6 | 25.3 | 25.3 | 20.207 | 1 | 2.05 | 9.259 | 21.313 | 1 | 4716981.1321 | 0 | 202.07 | 0.99626
11859 | 2052-06-19 | 25 | 6 | 25.3 | 25.3 | 20.207 | 1 | 2.05 | 9.259 | 12.645 | 1 | 4716981.1321 | 0 | 202.07 | 0.99626
11866 | 2052-06-26 | 26 | 6 | 25.3 | 25.391 | 20.298 | 1 | 2.05 | 9.259 | 9.081 | 0.98078 | 4716981.1321 | 0.032387 | 201.072 | 0.99134
11873 | 2052-07-03 | 27 | 7 | 26 | 26.091 | 20.998 | 1 | 2.05 | 9.259 | 9.191 | 0.99266 | 4716981.1321 | 0.012373 | 197.813 | 0.97527
11880 | 2052-07-10 | 28 | 7 | 26 | 26.091 | 20.998 | 1 | 2.05 | 9.259 | 9.192 | 0.99276 | 4716981.1321 | 0.012191 | 194.192 | 0.95742
11887 | 2052-07-17 | 29 | 7 | 26 | 26.091 | 20.998 | 1 | 2.05 | 9.259 | 6.884 | 0.74349 | 4716981.1321 | 0.43213 | 190.495 | 0.93919
11894 | 2052-07-24 | 30 | 7 | 26 | 26.091 | 20.998 | 1 | 2.05 | 9.259 | 6.895 | 0.74468 | 4716981.1321 | 0.43013 | 184.053 | 0.90743
11901 | 2052-07-31 | 31 | 7 | 26 | 26.491 | 21.398 | 1 | 2.05 | 9.259 | 6.893 | 0.74446 | 4716981.1321 | 0.4305 | 178.209 | 0.87862
11908 | 2052-08-07 | 32 | 8 | 26.4 | 26.491 | 21.398 | 1 | 2.05 | 9.259 | 6.863 | 0.74122 | 4716981.1321 | 0.43595 | 179.966 | 0.88728
11915 | 2052-08-14 | 33 | 8 | 26.4 | 26.491 | 21.398 | 1 | 2.05 | 9.259 | 6.87 | 0.74198 | 4716981.1321 | 0.43468 | 179.868 | 0.8868
11922 | 2052-08-21 | 34 | 8 | 26.4 | 26.491 | 21.398 | 1 | 2.05 | 9.259 | 7.94 | 0.85754 | 4716981.1321 | 0.23999 | 176.338 | 0.8694
11929 | 2052-08-28 | 35 | 8 | 26.4 | 26.491 | 21.398 | 1 | 2.05 | 9.259 | 6.895 | 0.74468 | 4716981.1321 | 0.43013 | 170.221 | 0.83924
11936 | 2052-09-04 | 36 | 9 | 25 | 25.091 | 19.998 | 1 | 2.05 | 9.259 | 6.893 | 0.74446 | 4716981.1321 | 0.4305 | 164.969 | 0.81334
11943 | 2052-09-11 | 37 | 9 | 25 | 25.091 | 19.998 | 1 | 2.05 | 9.259 | 6.892 | 0.74436 | 4716981.1321 | 0.43068 | 159.862 | 0.78817
11950 | 2052-09-18 | 38 | 9 | 25 | 25.091 | 19.998 | 1 | 2.05 | 9.259 | 6.897 | 0.7449 | 4716981.1321 | 0.42977 | 153.596 | 0.75727
11957 | 2052-09-25 | 39 | 9 | 25 | 25.091 | 19.998 | 1 | 2.05 | 9.259 | 6.877 | 0.74274 | 4716981.1321 | 0.43341 | 152.488 | 0.75181
11964 | 2052-10-02 | 40 | 10 | 24.3 | 24.391 | 19.298 | 1 | 2.05 | 9.259 | 6.867 | 0.74166 | 4716981.1321 | 0.43523 | 154.336 | 0.76092
11971 | 2052-10-09 | 41 | 10 | 24.3 | 24.391 | 19.298 | 1 | 2.05 | 9.259 | 6.876 | 0.74263 | 4716981.1321 | 0.43359 | 153.991 | 0.75922
11978 | 2052-10-16 | 42 | 10 | 24.3 | 24.3 | 19.207 | 1 | 2.05 | 9.259 | 9.166 | 0.98996 | 4716981.1321 | 0.016921 | 157.565 | 0.77684
11985 | 2052-10-23 | 43 | 10 | 24.3 | 24.3 | 19.207 | 1 | 2.05 | 9.259 | 9.132 | 0.98628 | 4716981.1321 | 0.023108 | 169.253 | 0.83447
11992 | 2052-10-30 | 44 | 10 | 24.3 | 24.3 | 19.207 | 1 | 2.05 | 9.259 | 10.267 | 1 | 4716981.1321 | 0 | 182.971 | 0.9021
11999 | 2052-11-06 | 45 | 11 | 24.7 | 24.7 | 19.607 | 1 | 2.05 | 9.259 | 9.162 | 0.98952 | 4716981.1321 | 0.017649 | 187.775 | 0.92578
12006 | 2052-11-13 | 46 | 11 | 24.7 | 24.791 | 19.698 | 1 | 2.05 | 9.259 | 9.174 | 0.99082 | 4716981.1321 | 0.015466 | 190.2 | 0.93774
12013 | 2052-11-20 | 47 | 11 | 24.7 | 24.7 | 19.607 | 1 | 2.05 | 9.259 | 65.132 | 1 | 4716981.1321 | 0 | 202.124 | 0.99653
12020 | 2052-11-27 | 48 | 11 | 24.7 | 24.7 | 19.607 | 1 | 2.05 | 9.259 | 158.594 | 1 | 4716981.1321 | 0 | 202.124 | 0.99653
12027 | 2052-12-04 | 49 | 12 | 25.5 | 25.5 | 20.407 | 1 | 2.05 | 9.259 | 51.05 | 1 | 4716981.1321 | 0 | 202.085 | 0.99634
12034 | 2052-12-11 | 50 | 12 | 25.5 | 25.5 | 20.407 | 1 | 2.05 | 9.259 | 132.113 | 1 | 4716981.1321 | 0 | 202.085 | 0.99634
12041 | 2052-12-18 | 51 | 12 | 25.5 | 25.5 | 20.407 | 1 | 2.05 | 9.259 | 205.875 | 1 | 4716981.1321 | 0 | 202.085 | 0.99634
12048 | 2052-12-25 | 52 | 12 | 25.5 | 25.5 | 20.407 | 1 | 2.05 | 9.259 | 153.923 | 1 | 4716981.1321 | 0 | 202.085 | 0.99634
12055 | 2053-01-01 | 1 | 1 | 24.7 | 24.7 | 19.607 | 1 | 2.05 | 9.259 | 122.278 | 1 | 4716981.1321 | 0 | 202.117 | 0.99649
12062 | 2053-01-08 | 2 | 1 | 24.7 | 24.7 | 19.607 | 1 | 2.05 | 9.259 | 117.65 | 1 | 4716981.1321 | 0 | 202.117 | 0.99649
12069 | 2053-01-15 | 3 | 1 | 24.7 | 24.7 | 19.607 | 1 | 2.05 | 9.259 | 70.733 | 1 | 4716981.1321 | 0 | 202.117 | 0.99649
12076 | 2053-01-22 | 4 | 1 | 24.7 | 24.7 | 19.607 | 1 | 2.05 | 9.259 | 50.034 | 1 | 4716981.1321 | 0 | 202.117 | 0.99649
12083 | 2053-01-29 | 5 | 1 | 24.7 | 24.7 | 19.607 | 1 | 2.05 | 9.259 | 48.59 | 1 | 4716981.1321 | 0 | 202.117 | 0.99649
12090 | 2053-02-05 | 6 | 2 | 24.4 | 24.4 | 19.307 | 1 | 2.05 | 9.259 | 76.843 | 1 | 4716981.1321 | 0 | 202.126 | 0.99654
12097 | 2053-02-12 | 7 | 2 | 24.4 | 24.4 | 19.307 | 1 | 2.05 | 9.259 | 120.944 | 1 | 4716981.1321 | 0 | 202.126 | 0.99654
12104 | 2053-02-19 | 8 | 2 | 24.4 | 24.4 | 19.307 | 1 | 2.05 | 9.259 | 79.786 | 1 | 4716981.1321 | 0 | 202.126 | 0.99654
12111 | 2053-02-26 | 9 | 2 | 24.4 | 24.4 | 19.307 | 1 | 2.05 | 9.259 | 47.8 | 1 | 4716981.1321 | 0 | 202.126 | 0.99654
12118 | 2053-03-05 | 10 | 3 | 24.1 | 24.1 | 19.007 | 1 | 2.05 | 9.259 | 42.575 | 1 | 4716981.1321 | 0 | 202.13 | 0.99656
12125 | 2053-03-12 | 11 | 3 | 24.1 | 24.1 | 19.007 | 1 | 2.05 | 9.259 | 34.724 | 1 | 4716981.1321 | 0 | 202.13 | 0.99656
12132 | 2053-03-19 | 12 | 3 | 24.1 | 24.1 | 19.007 | 1 | 2.05 | 9.259 | 28.91 | 1 | 4716981.1321 | 0 | 202.13 | 0.99656
12139 | 2053-03-26 | 13 | 3 | 24.1 | 24.1 | 19.007 | 1 | 2.05 | 9.259 | 29.393 | 1 | 4716981.1321 | 0 | 202.13 | 0.99656
12146 | 2053-04-02 | 14 | 4 | 24.1 | 24.1 | 19.007 | 1 | 2.05 | 9.259 | 48.227 | 1 | 4716981.1321 | 0 | 202.127 | 0.99654
12153 | 2053-04-09 | 15 | 4 | 24.1 | 24.1 | 19.007 | 1 | 2.05 | 9.259 | 33.682 | 1 | 4716981.1321 | 0 | 202.127 | 0.99654
12160 | 2053-04-16 | 16 | 4 | 24.1 | 24.1 | 19.007 | 1 | 2.05 | 9.259 | 22.189 | 1 | 4716981.1321 | 0 | 202.127 | 0.99654
12167 | 2053-04-23 | 17 | 4 | 24.1 | 24.1 | 19.007 | 1 | 2.05 | 9.259 | 16.994 | 1 | 4716981.1321 | 0 | 202.127 | 0.99654
12174 | 2053-04-30 | 18 | 4 | 24.1 | 24.1 | 19.007 | 1 | 2.05 | 9.259 | 41.354 | 1 | 4716981.1321 | 0 | 202.127 | 0.99654
12181 | 2053-05-07 | 19 | 5 | 25.1 | 25.211 | 20.118 | 1 | 2.05 | 9.259 | 13.018 | 1 | 4716981.1321 | 0 | 202.164 | 0.99673
12188 | 2053-05-14 | 20 | 5 | 25.1 | 25.1 | 20.007 | 1 | 2.05 | 9.259 | 21.826 | 1 | 4716981.1321 | 0 | 202.086 | 0.99634
12195 | 2053-05-21 | 21 | 5 | 25.1 | 25.248 | 20.155 | 1 | 2.05 | 9.259 | 12.849 | 1 | 4716981.1321 | 0 | 202.168 | 0.99675
12202 | 2053-05-28 | 22 | 5 | 25.1 | 25.191 | 20.098 | 1 | 2.05 | 9.259 | 9.167 | 0.99006 | 4716981.1321 | 0.016739 | 199.783 | 0.98499
12209 | 2053-06-04 | 23 | 6 | 25.3 | 25.391 | 20.298 | 1 | 2.05 | 9.259 | 8.52 | 0.92019 | 4716981.1321 | 0.13446 | 197.005 | 0.97129
12216 | 2053-06-11 | 24 | 6 | 25.3 | 25.391 | 20.298 | 1 | 2.05 | 9.259 | 6.878 | 0.74284 | 4716981.1321 | 0.43323 | 195.819 | 0.96544
12223 | 2053-06-18 | 25 | 6 | 25.3 | 25.391 | 20.298 | 1 | 2.05 | 9.259 | 6.878 | 0.74284 | 4716981.1321 | 0.43323 | 194.079 | 0.95686
12230 | 2053-06-25 | 26 | 6 | 25.3 | 25.391 | 20.298 | 1 | 2.05 | 9.259 | 6.885 | 0.7436 | 4716981.1321 | 0.43195 | 190.615 | 0.93979
12237 | 2053-07-02 | 27 | 7 | 26 | 26.091 | 20.998 | 1 | 2.05 | 9.259 | 6.895 | 0.74468 | 4716981.1321 | 0.43013 | 184.512 | 0.9097
12244 | 2053-07-09 | 28 | 7 | 26 | 26.091 | 20.998 | 1 | 2.05 | 9.259 | 6.889 | 0.74403 | 4716981.1321 | 0.43122 | 180.012 | 0.88751
12251 | 2053-07-16 | 29 | 7 | 26 | 26.091 | 20.998 | 1 | 2.05 | 9.259 | 6.895 | 0.74468 | 4716981.1321 | 0.43013 | 174.042 | 0.85808
12258 | 2053-07-23 | 30 | 7 | 26 | 25.598 | 20.505 | 0.98454 | 2.1314 | 9.259 | 4.83 | 0.52165 | 4716981.1321 | 0.80586 | 169.957 | 0.83794
12265 | 2053-07-30 | 31 | 7 | 26 | 25.598 | 20.505 | 0.98454 | 2.1314 | 9.259 | 5.916 | 0.63895 | 4716981.1321 | 0.60826 | 166.337 | 0.82009
12272 | 2053-08-06 | 32 | 8 | 26.4 | 26.017 | 20.924 | 0.98549 | 2.1263 | 9.259 | 5.622 | 0.60719 | 4716981.1321 | 0.66176 | 159.943 | 0.78856
12279 | 2053-08-13 | 33 | 8 | 26.4 | 26.016 | 20.923 | 0.98545 | 2.1265 | 9.259 | 4.968 | 0.53656 | 4716981.1321 | 0.78075 | 152.338 | 0.75107
12286 | 2053-08-20 | 34 | 8 | 26.4 | 26.491 | 21.398 | 1 | 2.05 | 9.259 | 6.895 | 0.74468 | 4716981.1321 | 0.43013 | 146.286 | 0.72123
12293 | 2053-08-27 | 35 | 8 | 26.4 | 26.491 | 21.398 | 1 | 2.05 | 9.259 | 6.888 | 0.74392 | 4716981.1321 | 0.43141 | 141.689 | 0.69857
12300 | 2053-09-03 | 36 | 9 | 25 | 25.091 | 19.998 | 1 | 2.05 | 9.259 | 6.898 | 0.745 | 4716981.1321 | 0.42959 | 135.06 | 0.66588
12307 | 2053-09-10 | 37 | 9 | 25 | 24.766 | 19.673 | 0.99064 | 2.0988 | 9.259 | 4.591 | 0.49584 | 4716981.1321 | 0.84935 | 128.951 | 0.63577
12314 | 2053-09-17 | 38 | 9 | 25 | 24.766 | 19.673 | 0.99064 | 2.0988 | 9.259 | 4.563 | 0.49282 | 4716981.1321 | 0.85444 | 128.982 | 0.63592
12321 | 2053-09-24 | 39 | 9 | 25 | 25.091 | 19.998 | 1 | 2.05 | 9.259 | 6.872 | 0.7422 | 4716981.1321 | 0.43432 | 128.597 | 0.63402
12328 | 2053-10-01 | 40 | 10 | 24.3 | 24.1 | 19.007 | 0.99177 | 2.0928 | 9.259 | 4.578 | 0.49444 | 4716981.1321 | 0.85171 | 124.785 | 0.61523
12335 | 2053-10-08 | 41 | 10 | 24.3 | 24.1 | 19.007 | 0.99177 | 2.0928 | 9.259 | 4.566 | 0.49314 | 4716981.1321 | 0.8539 | 124.156 | 0.61212
12342 | 2053-10-15 | 42 | 10 | 24.3 | 24.391 | 19.298 | 1 | 2.05 | 9.259 | 6.871 | 0.74209 | 4716981.1321 | 0.4345 | 123.909 | 0.61091
12349 | 2053-10-22 | 43 | 10 | 24.3 | 24.3 | 19.207 | 1 | 2.05 | 9.259 | 6.854 | 0.74025 | 4716981.1321 | 0.43759 | 127.454 | 0.62838
12356 | 2053-10-29 | 44 | 10 | 24.3 | 24.3 | 19.207 | 1 | 2.05 | 9.259 | 64.597 | 1 | 4716981.1321 | 0 | 141.596 | 0.69811
12363 | 2053-11-05 | 45 | 11 | 24.7 | 24.7 | 19.607 | 1 | 2.05 | 9.259 | 18.923 | 1 | 4716981.1321 | 0 | 154.021 | 0.75937
12370 | 2053-11-12 | 46 | 11 | 24.7 | 24.7 | 19.607 | 1 | 2.05 | 9.259 | 9.132 | 0.98628 | 4716981.1321 | 0.023108 | 164.647 | 0.81176
12377 | 2053-11-19 | 47 | 11 | 24.7 | 24.7 | 19.607 | 1 | 2.05 | 9.259 | 9.158 | 0.98909 | 4716981.1321 | 0.018377 | 169.258 | 0.83449
12384 | 2053-11-26 | 48 | 11 | 24.7 | 24.7 | 19.607 | 1 | 2.05 | 9.259 | 9.166 | 0.98996 | 4716981.1321 | 0.016921 | 172.095 | 0.84848
12391 | 2053-12-03 | 49 | 12 | 25.5 | 25.5 | 20.407 | 1 | 2.05 | 9.259 | 9.171 | 0.9905 | 4716981.1321 | 0.016012 | 172.946 | 0.85267
12398 | 2053-12-10 | 50 | 12 | 25.5 | 25.616 | 20.523 | 1 | 2.05 | 9.259 | 9.172 | 0.9906 | 4716981.1321 | 0.01583 | 173.683 | 0.85631
12405 | 2053-12-17 | 51 | 12 | 25.5 | 25.625 | 20.532 | 1 | 2.05 | 9.259 | 9.171 | 0.9905 | 4716981.1321 | 0.016012 | 174.605 | 0.86085
12412 | 2053-12-24 | 52 | 12 | 25.5 | 25.591 | 20.498 | 1 | 2.05 | 9.259 | 9.181 | 0.99158 | 4716981.1321 | 0.014192 | 173.491 | 0.85536
12419 | 2053-12-31 | 53 | 12 | 25.5 | 25.5 | 20.407 | 1 | 2.05 | 9.259 | 9.166 | 0.98996 | 4716981.1321 | 0.016921 | 175.388 | 0.86471
12426 | 2054-01-07 | 2 | 1 | 24.7 | 25.088 | 19.995 | 1 | 2.05 | 9.259 | 9.166 | 0.98996 | 4716981.1321 | 0.016921 | 177.717 | 0.8762
12433 | 2054-01-14 | 3 | 1 | 24.7 | 24.7 | 19.607 | 1 | 2.05 | 9.259 | 10.696 | 1 | 4716981.1321 | 0 | 190.019 | 0.93685
12440 | 2054-01-21 | 4 | 1 | 24.7 | 24.7 | 19.607 | 1 | 2.05 | 9.259 | 12.425 | 1 | 4716981.1321 | 0 | 201.391 | 0.99292
12447 | 2054-01-28 | 5 | 1 | 24.7 | 24.7 | 19.607 | 1 | 2.05 | 9.259 | 9.833 | 1 | 4716981.1321 | 0 | 202.117 | 0.99649
12454 | 2054-02-04 | 6 | 2 | 24.4 | 24.4 | 19.307 | 1 | 2.05 | 9.259 | 20.669 | 1 | 4716981.1321 | 0 | 202.126 | 0.99654
12461 | 2054-02-11 | 7 | 2 | 24.4 | 24.4 | 19.307 | 1 | 2.05 | 9.259 | 79.187 | 1 | 4716981.1321 | 0 | 202.126 | 0.99654
12468 | 2054-02-18 | 8 | 2 | 24.4 | 24.4 | 19.307 | 1 | 2.05 | 9.259 | 121.496 | 1 | 4716981.1321 | 0 | 202.126 | 0.99654
12475 | 2054-02-25 | 9 | 2 | 24.4 | 24.4 | 19.307 | 1 | 2.05 | 9.259 | 73.766 | 1 | 4716981.1321 | 0 | 202.126 | 0.99654
12482 | 2054-03-04 | 10 | 3 | 24.1 | 24.1 | 19.007 | 1 | 2.05 | 9.259 | 110.477 | 1 | 4716981.1321 | 0 | 202.13 | 0.99656
12489 | 2054-03-11 | 11 | 3 | 24.1 | 24.1 | 19.007 | 1 | 2.05 | 9.259 | 61.715 | 1 | 4716981.1321 | 0 | 202.13 | 0.99656
12496 | 2054-03-18 | 12 | 3 | 24.1 | 24.1 | 19.007 | 1 | 2.05 | 9.259 | 60.883 | 1 | 4716981.1321 | 0 | 202.13 | 0.99656
12503 | 2054-03-25 | 13 | 3 | 24.1 | 24.1 | 19.007 | 1 | 2.05 | 9.259 | 44.844 | 1 | 4716981.1321 | 0 | 202.13 | 0.99656
12510 | 2054-04-01 | 14 | 4 | 24.1 | 24.1 | 19.007 | 1 | 2.05 | 9.259 | 89.932 | 1 | 4716981.1321 | 0 | 202.127 | 0.99654
12517 | 2054-04-08 | 15 | 4 | 24.1 | 24.1 | 19.007 | 1 | 2.05 | 9.259 | 37.989 | 1 | 4716981.1321 | 0 | 202.127 | 0.99654
12524 | 2054-04-15 | 16 | 4 | 24.1 | 24.1 | 19.007 | 1 | 2.05 | 9.259 | 24.146 | 1 | 4716981.1321 | 0 | 202.127 | 0.99654
12531 | 2054-04-22 | 17 | 4 | 24.1 | 24.1 | 19.007 | 1 | 2.05 | 9.259 | 19.243 | 1 | 4716981.1321 | 0 | 202.127 | 0.99654
12538 | 2054-04-29 | 18 | 4 | 24.1 | 24.1 | 19.007 | 1 | 2.05 | 9.259 | 24.1 | 1 | 4716981.1321 | 0 | 202.127 | 0.99654
12545 | 2054-05-06 | 19 | 5 | 25.1 | 25.1 | 20.007 | 1 | 2.05 | 9.259 | 16.908 | 1 | 4716981.1321 | 0 | 202.086 | 0.99634
12552 | 2054-05-13 | 20 | 5 | 25.1 | 25.1 | 20.007 | 1 | 2.05 | 9.259 | 17.063 | 1 | 4716981.1321 | 0 | 202.086 | 0.99634
12559 | 2054-05-20 | 21 | 5 | 25.1 | 25.191 | 20.098 | 1 | 2.05 | 9.259 | 9.562 | 1 | 4716981.1321 | 0 | 202.161 | 0.99671
12566 | 2054-05-27 | 22 | 5 | 25.1 | 25.1 | 20.007 | 1 | 2.05 | 9.259 | 15.437 | 1 | 4716981.1321 | 0 | 202.086 | 0.99634
12573 | 2054-06-03 | 23 | 6 | 25.3 | 25.3 | 20.207 | 1 | 2.05 | 9.259 | 28.577 | 1 | 4716981.1321 | 0 | 202.07 | 0.99626
12580 | 2054-06-10 | 24 | 6 | 25.3 | 25.3 | 20.207 | 1 | 2.05 | 9.259 | 118.029 | 1 | 4716981.1321 | 0 | 202.07 | 0.99626
12587 | 2054-06-17 | 25 | 6 | 25.3 | 25.3 | 20.207 | 1 | 2.05 | 9.259 | 39.982 | 1 | 4716981.1321 | 0 | 202.07 | 0.99626
12594 | 2054-06-24 | 26 | 6 | 25.3 | 25.3 | 20.207 | 1 | 2.05 | 9.259 | 13.893 | 1 | 4716981.1321 | 0 | 202.07 | 0.99626
12601 | 2054-07-01 | 27 | 7 | 26 | 26 | 20.907 | 1 | 2.05 | 9.259 | 11.894 | 1 | 4716981.1321 | 0 | 202.05 | 0.99616
12608 | 2054-07-08 | 28 | 7 | 26 | 26.091 | 20.998 | 1 | 2.05 | 9.259 | 9.062 | 0.97872 | 4716981.1321 | 0.035844 | 201.173 | 0.99184
12615 | 2054-07-15 | 29 | 7 | 26 | 26.091 | 20.998 | 1 | 2.05 | 9.259 | 9.175 | 0.99093 | 4716981.1321 | 0.015284 | 201.005 | 0.99101
12622 | 2054-07-22 | 30 | 7 | 26 | 26 | 20.907 | 1 | 2.05 | 9.259 | 9.089 | 0.98164 | 4716981.1321 | 0.030932 | 201.635 | 0.99412
12629 | 2054-07-29 | 31 | 7 | 26 | 26.091 | 20.998 | 1 | 2.05 | 9.259 | 9.188 | 0.99233 | 4716981.1321 | 0.012919 | 198.166 | 0.97702
12636 | 2054-08-05 | 32 | 8 | 26.4 | 26.4 | 21.307 | 1 | 2.05 | 9.259 | 9.164 | 0.98974 | 4716981.1321 | 0.017285 | 200.225 | 0.98717
12643 | 2054-08-12 | 33 | 8 | 26.4 | 26.4 | 21.307 | 1 | 2.05 | 9.259 | 14.936 | 1 | 4716981.1321 | 0 | 202.043 | 0.99613
12650 | 2054-08-19 | 34 | 8 | 26.4 | 26.4 | 21.307 | 1 | 2.05 | 9.259 | 15.995 | 1 | 4716981.1321 | 0 | 202.043 | 0.99613
12657 | 2054-08-26 | 35 | 8 | 26.4 | 26.661 | 21.568 | 1 | 2.05 | 9.259 | 10.049 | 1 | 4716981.1321 | 0 | 202.154 | 0.99668
12664 | 2054-09-02 | 36 | 9 | 25 | 25.091 | 19.998 | 1 | 2.05 | 9.259 | 9.182 | 0.99168 | 4716981.1321 | 0.01401 | 199.165 | 0.98194
12671 | 2054-09-09 | 37 | 9 | 25 | 25.091 | 19.998 | 1 | 2.05 | 9.259 | 9.177 | 0.99114 | 4716981.1321 | 0.01492 | 198.914 | 0.9807
12678 | 2054-09-16 | 38 | 9 | 25 | 25.091 | 19.998 | 1 | 2.05 | 9.259 | 9.182 | 0.99168 | 4716981.1321 | 0.01401 | 197.538 | 0.97392
12685 | 2054-09-23 | 39 | 9 | 25 | 25.091 | 19.998 | 1 | 2.05 | 9.259 | 9.179 | 0.99136 | 4716981.1321 | 0.014556 | 196.688 | 0.96973
12692 | 2054-09-30 | 40 | 9 | 25 | 25.091 | 19.998 | 1 | 2.05 | 9.259 | 9.184 | 0.9919 | 4716981.1321 | 0.013646 | 194.539 | 0.95913
12699 | 2054-10-07 | 41 | 10 | 24.3 | 24.391 | 19.298 | 1 | 2.05 | 9.259 | 9.178 | 0.99125 | 4716981.1321 | 0.014738 | 194.216 | 0.95754
12706 | 2054-10-14 | 42 | 10 | 24.3 | 24.391 | 19.298 | 1 | 2.05 | 9.259 | 9.186 | 0.99212 | 4716981.1321 | 0.013282 | 192.121 | 0.94721
12713 | 2054-10-21 | 43 | 10 | 24.3 | 24.3 | 19.207 | 1 | 2.05 | 9.259 | 9.159 | 0.9892 | 4716981.1321 | 0.018195 | 195.916 | 0.96592
12720 | 2054-10-28 | 44 | 10 | 24.3 | 24.3 | 19.207 | 1 | 2.05 | 9.259 | 37.149 | 1 | 4716981.1321 | 0 | 202.121 | 0.99651
12727 | 2054-11-04 | 45 | 11 | 24.7 | 24.7 | 19.607 | 1 | 2.05 | 9.259 | 76.538 | 1 | 4716981.1321 | 0 | 202.124 | 0.99653
12734 | 2054-11-11 | 46 | 11 | 24.7 | 24.7 | 19.607 | 1 | 2.05 | 9.259 | 100.794 | 1 | 4716981.1321 | 0 | 202.124 | 0.99653
12741 | 2054-11-18 | 47 | 11 | 24.7 | 24.7 | 19.607 | 1 | 2.05 | 9.259 | 70.78 | 1 | 4716981.1321 | 0 | 202.124 | 0.99653
12748 | 2054-11-25 | 48 | 11 | 24.7 | 24.7 | 19.607 | 1 | 2.05 | 9.259 | 315.792 | 1 | 4716981.1321 | 0 | 202.124 | 0.99653
12755 | 2054-12-02 | 49 | 12 | 25.5 | 25.5 | 20.407 | 1 | 2.05 | 9.259 | 266.54 | 1 | 4716981.1321 | 0 | 202.085 | 0.99634
12762 | 2054-12-09 | 50 | 12 | 25.5 | 25.5 | 20.407 | 1 | 2.05 | 9.259 | 359.875 | 1 | 4716981.1321 | 0 | 202.085 | 0.99634
12769 | 2054-12-16 | 51 | 12 | 25.5 | 25.5 | 20.407 | 1 | 2.05 | 9.259 | 174.611 | 1 | 4716981.1321 | 0 | 202.085 | 0.99634
12776 | 2054-12-23 | 52 | 12 | 25.5 | 25.5 | 20.407 | 1 | 2.05 | 9.259 | 88.219 | 1 | 4716981.1321 | 0 | 202.085 | 0.99634
12783 | 2054-12-30 | 53 | 12 | 25.5 | 25.5 | 20.407 | 1 | 2.05 | 9.259 | 67.028 | 1 | 4716981.1321 | 0 | 202.085 | 0.99634
12790 | 2055-01-06 | 2 | 1 | 24.7 | 24.7 | 19.607 | 1 | 2.05 | 9.259 | 119.164 | 1 | 4716981.1321 | 0 | 202.117 | 0.99649
12797 | 2055-01-13 | 3 | 1 | 24.7 | 24.7 | 19.607 | 1 | 2.05 | 9.259 | 211.173 | 1 | 4716981.1321 | 0 | 202.117 | 0.99649
12804 | 2055-01-20 | 4 | 1 | 24.7 | 24.7 | 19.607 | 1 | 2.05 | 9.259 | 177.414 | 1 | 4716981.1321 | 0 | 202.117 | 0.99649
12811 | 2055-01-27 | 5 | 1 | 24.7 | 24.7 | 19.607 | 1 | 2.05 | 9.259 | 110.606 | 1 | 4716981.1321 | 0 | 202.117 | 0.99649
12818 | 2055-02-03 | 6 | 2 | 24.4 | 24.4 | 19.307 | 1 | 2.05 | 9.259 | 136.671 | 1 | 4716981.1321 | 0 | 202.126 | 0.99654
12825 | 2055-02-10 | 7 | 2 | 24.4 | 24.4 | 19.307 | 1 | 2.05 | 9.259 | 96.956 | 1 | 4716981.1321 | 0 | 202.126 | 0.99654
12832 | 2055-02-17 | 8 | 2 | 24.4 | 24.4 | 19.307 | 1 | 2.05 | 9.259 | 76.994 | 1 | 4716981.1321 | 0 | 202.126 | 0.99654
12839 | 2055-02-24 | 9 | 2 | 24.4 | 24.4 | 19.307 | 1 | 2.05 | 9.259 | 71.288 | 1 | 4716981.1321 | 0 | 202.126 | 0.99654
12846 | 2055-03-03 | 10 | 3 | 24.1 | 24.1 | 19.007 | 1 | 2.05 | 9.259 | 64.438 | 1 | 4716981.1321 | 0 | 202.13 | 0.99656
12853 | 2055-03-10 | 11 | 3 | 24.1 | 24.1 | 19.007 | 1 | 2.05 | 9.259 | 51.232 | 1 | 4716981.1321 | 0 | 202.13 | 0.99656
12860 | 2055-03-17 | 12 | 3 | 24.1 | 24.1 | 19.007 | 1 | 2.05 | 9.259 | 45.083 | 1 | 4716981.1321 | 0 | 202.13 | 0.99656
12867 | 2055-03-24 | 13 | 3 | 24.1 | 24.1 | 19.007 | 1 | 2.05 | 9.259 | 94.106 | 1 | 4716981.1321 | 0 | 202.13 | 0.99656
12874 | 2055-03-31 | 14 | 3 | 24.1 | 24.1 | 19.007 | 1 | 2.05 | 9.259 | 54.275 | 1 | 4716981.1321 | 0 | 202.13 | 0.99656
12881 | 2055-04-07 | 15 | 4 | 24.1 | 24.1 | 19.007 | 1 | 2.05 | 9.259 | 45.341 | 1 | 4716981.1321 | 0 | 202.127 | 0.99654
12888 | 2055-04-14 | 16 | 4 | 24.1 | 24.1 | 19.007 | 1 | 2.05 | 9.259 | 34.437 | 1 | 4716981.1321 | 0 | 202.127 | 0.99654
12895 | 2055-04-21 | 17 | 4 | 24.1 | 24.1 | 19.007 | 1 | 2.05 | 9.259 | 29.216 | 1 | 4716981.1321 | 0 | 202.127 | 0.99654
12902 | 2055-04-28 | 18 | 4 | 24.1 | 24.1 | 19.007 | 1 | 2.05 | 9.259 | 29.495 | 1 | 4716981.1321 | 0 | 202.127 | 0.99654
12909 | 2055-05-05 | 19 | 5 | 25.1 | 25.1 | 20.007 | 1 | 2.05 | 9.259 | 26.656 | 1 | 4716981.1321 | 0 | 202.086 | 0.99634
12916 | 2055-05-12 | 20 | 5 | 25.1 | 25.1 | 20.007 | 1 | 2.05 | 9.259 | 40.789 | 1 | 4716981.1321 | 0 | 202.086 | 0.99634
12923 | 2055-05-19 | 21 | 5 | 25.1 | 25.1 | 20.007 | 1 | 2.05 | 9.259 | 69.909 | 1 | 4716981.1321 | 0 | 202.086 | 0.99634
12930 | 2055-05-26 | 22 | 5 | 25.1 | 25.1 | 20.007 | 1 | 2.05 | 9.259 | 83.587 | 1 | 4716981.1321 | 0 | 202.086 | 0.99634
12937 | 2055-06-02 | 23 | 6 | 25.3 | 25.3 | 20.207 | 1 | 2.05 | 9.259 | 64.927 | 1 | 4716981.1321 | 0 | 202.07 | 0.99626
12944 | 2055-06-09 | 24 | 6 | 25.3 | 25.3 | 20.207 | 1 | 2.05 | 9.259 | 87.773 | 1 | 4716981.1321 | 0 | 202.07 | 0.99626
12951 | 2055-06-16 | 25 | 6 | 25.3 | 25.3 | 20.207 | 1 | 2.05 | 9.259 | 40.67 | 1 | 4716981.1321 | 0 | 202.07 | 0.99626
12958 | 2055-06-23 | 26 | 6 | 25.3 | 25.3 | 20.207 | 1 | 2.05 | 9.259 | 27.45 | 1 | 4716981.1321 | 0 | 202.07 | 0.99626
12965 | 2055-06-30 | 27 | 6 | 25.3 | 25.3 | 20.207 | 1 | 2.05 | 9.259 | 17.744 | 1 | 4716981.1321 | 0 | 202.07 | 0.99626
12972 | 2055-07-07 | 28 | 7 | 26 | 26.153 | 21.06 | 1 | 2.05 | 9.259 | 10.631 | 1 | 4716981.1321 | 0 | 202.132 | 0.99657
12979 | 2055-07-14 | 29 | 7 | 26 | 26.091 | 20.998 | 1 | 2.05 | 9.259 | 9.612 | 1 | 4716981.1321 | 0 | 202.124 | 0.99653
12986 | 2055-07-21 | 30 | 7 | 26 | 26.091 | 20.998 | 1 | 2.05 | 9.259 | 9.185 | 0.99201 | 4716981.1321 | 0.013464 | 198.932 | 0.98079
12993 | 2055-07-28 | 31 | 7 | 26 | 26.091 | 20.998 | 1 | 2.05 | 9.259 | 9.2 | 0.99363 | 4716981.1321 | 0.010735 | 193.13 | 0.95219
13000 | 2055-08-04 | 32 | 8 | 26.4 | 26.491 | 21.398 | 1 | 2.05 | 9.259 | 9.195 | 0.99309 | 4716981.1321 | 0.011645 | 188.206 | 0.92791
13007 | 2055-08-11 | 33 | 8 | 26.4 | 26.491 | 21.398 | 1 | 2.05 | 9.259 | 9.193 | 0.99287 | 4716981.1321 | 0.012009 | 184.041 | 0.90737
13014 | 2055-08-18 | 34 | 8 | 26.4 | 26.491 | 21.398 | 1 | 2.05 | 9.259 | 6.903 | 0.74554 | 4716981.1321 | 0.42868 | 179.27 | 0.88385
13021 | 2055-08-25 | 35 | 8 | 26.4 | 26.491 | 21.398 | 1 | 2.05 | 9.259 | 6.899 | 0.74511 | 4716981.1321 | 0.4294 | 171.436 | 0.84523
13028 | 2055-09-01 | 36 | 9 | 25 | 25.091 | 19.998 | 1 | 2.05 | 9.259 | 6.898 | 0.745 | 4716981.1321 | 0.42959 | 164.401 | 0.81054
13035 | 2055-09-08 | 37 | 9 | 25 | 25.091 | 19.998 | 1 | 2.05 | 9.259 | 6.895 | 0.74468 | 4716981.1321 | 0.43013 | 158.076 | 0.77936
13042 | 2055-09-15 | 38 | 9 | 25 | 25.091 | 19.998 | 1 | 2.05 | 9.259 | 6.891 | 0.74425 | 4716981.1321 | 0.43086 | 152.465 | 0.7517
13049 | 2055-09-22 | 39 | 9 | 25 | 25.091 | 19.998 | 1 | 2.05 | 9.259 | 6.882 | 0.74328 | 4716981.1321 | 0.4325 | 149.418 | 0.73667
13056 | 2055-09-29 | 40 | 9 | 25 | 25.091 | 19.998 | 1 | 2.05 | 9.259 | 6.895 | 0.74468 | 4716981.1321 | 0.43013 | 143.052 | 0.70529
13063 | 2055-10-06 | 41 | 10 | 24.3 | 24.391 | 19.298 | 1 | 2.05 | 9.259 | 6.883 | 0.74338 | 4716981.1321 | 0.43232 | 140.064 | 0.69056
13070 | 2055-10-13 | 42 | 10 | 24.3 | 24.391 | 19.298 | 1 | 2.05 | 9.259 | 6.887 | 0.74382 | 4716981.1321 | 0.43159 | 136.243 | 0.67172
13077 | 2055-10-20 | 43 | 10 | 24.3 | 24.3 | 19.207 | 1 | 2.05 | 9.259 | 9.452 | 1 | 4716981.1321 | 0 | 149.485 | 0.737
13084 | 2055-10-27 | 44 | 10 | 24.3 | 24.391 | 19.298 | 1 | 2.05 | 9.259 | 6.883 | 0.74338 | 4716981.1321 | 0.43232 | 147.064 | 0.72507
13091 | 2055-11-03 | 45 | 11 | 24.7 | 24.7 | 19.607 | 1 | 2.05 | 9.259 | 10.052 | 1 | 4716981.1321 | 0 | 159.606 | 0.7869
13098 | 2055-11-10 | 46 | 11 | 24.7 | 24.7 | 19.607 | 1 | 2.05 | 9.259 | 9.154 | 0.98866 | 4716981.1321 | 0.019105 | 165.152 | 0.81425
13105 | 2055-11-17 | 47 | 11 | 24.7 | 24.791 | 19.698 | 1 | 2.05 | 9.259 | 9.189 | 0.99244 | 4716981.1321 | 0.012737 | 162.99 | 0.80359
13112 | 2055-11-24 | 48 | 11 | 24.7 | 24.791 | 19.698 | 1 | 2.05 | 9.259 | 9.197 | 0.9933 | 4716981.1321 | 0.011281 | 159.05 | 0.78416
13119 | 2055-12-01 | 49 | 12 | 25.5 | 25.591 | 20.498 | 1 | 2.05 | 9.259 | 9.196 | 0.9932 | 4716981.1321 | 0.011463 | 154.529 | 0.76187
13126 | 2055-12-08 | 50 | 12 | 25.5 | 25.591 | 20.498 | 1 | 2.05 | 9.259 | 9.177 | 0.99114 | 4716981.1321 | 0.01492 | 154.6 | 0.76222
13133 | 2055-12-15 | 51 | 12 | 25.5 | 25.5 | 20.407 | 1 | 2.05 | 9.259 | 31.863 | 1 | 4716981.1321 | 0 | 166.151 | 0.81917
13140 | 2055-12-22 | 52 | 12 | 25.5 | 25.5 | 20.407 | 1 | 2.05 | 9.259 | 10.42 | 1 | 4716981.1321 | 0 | 177.927 | 0.87723
13147 | 2055-12-29 | 53 | 12 | 25.5 | 25.5 | 20.407 | 1 | 2.05 | 9.259 | 23.607 | 1 | 4716981.1321 | 0 | 189.62 | 0.93488
13154 | 2056-01-05 | 2 | 1 | 24.7 | 24.7 | 19.607 | 1 | 2.05 | 9.259 | 17.983 | 1 | 4716981.1321 | 0 | 201.918 | 0.99551
13161 | 2056-01-12 | 3 | 1 | 24.7 | 24.7 | 19.607 | 1 | 2.05 | 9.259 | 78.425 | 1 | 4716981.1321 | 0 | 202.117 | 0.99649
13168 | 2056-01-19 | 4 | 1 | 24.7 | 24.7 | 19.607 | 1 | 2.05 | 9.259 | 73.59 | 1 | 4716981.1321 | 0 | 202.117 | 0.99649
13175 | 2056-01-26 | 5 | 1 | 24.7 | 24.7 | 19.607 | 1 | 2.05 | 9.259 | 176.253 | 1 | 4716981.1321 | 0 | 202.117 | 0.99649
13182 | 2056-02-02 | 6 | 2 | 24.4 | 24.4 | 19.307 | 1 | 2.05 | 9.259 | 118.445 | 1 | 4716981.1321 | 0 | 202.126 | 0.99654
13189 | 2056-02-09 | 7 | 2 | 24.4 | 24.4 | 19.307 | 1 | 2.05 | 9.259 | 69.989 | 1 | 4716981.1321 | 0 | 202.126 | 0.99654
13196 | 2056-02-16 | 8 | 2 | 24.4 | 24.4 | 19.307 | 1 | 2.05 | 9.259 | 45.932 | 1 | 4716981.1321 | 0 | 202.126 | 0.99654
13203 | 2056-02-23 | 9 | 2 | 24.4 | 24.4 | 19.307 | 1 | 2.05 | 9.259 | 32.625 | 1 | 4716981.1321 | 0 | 202.126 | 0.99654
13210 | 2056-03-01 | 10 | 3 | 24.1 | 24.1 | 19.007 | 1 | 2.05 | 9.259 | 51.561 | 1 | 4716981.1321 | 0 | 202.13 | 0.99656
13217 | 2056-03-08 | 11 | 3 | 24.1 | 24.1 | 19.007 | 1 | 2.05 | 9.259 | 32.545 | 1 | 4716981.1321 | 0 | 202.13 | 0.99656
13224 | 2056-03-15 | 12 | 3 | 24.1 | 24.1 | 19.007 | 1 | 2.05 | 9.259 | 25.425 | 1 | 4716981.1321 | 0 | 202.13 | 0.99656
13231 | 2056-03-22 | 13 | 3 | 24.1 | 24.1 | 19.007 | 1 | 2.05 | 9.259 | 24.034 | 1 | 4716981.1321 | 0 | 202.13 | 0.99656
13238 | 2056-03-29 | 14 | 3 | 24.1 | 24.1 | 19.007 | 1 | 2.05 | 9.259 | 15.57 | 1 | 4716981.1321 | 0 | 202.13 | 0.99656
13245 | 2056-04-05 | 15 | 4 | 24.1 | 24.1 | 19.007 | 1 | 2.05 | 9.259 | 14.478 | 1 | 4716981.1321 | 0 | 202.127 | 0.99654
13252 | 2056-04-12 | 16 | 4 | 24.1 | 24.1 | 19.007 | 1 | 2.05 | 9.259 | 35.531 | 1 | 4716981.1321 | 0 | 202.127 | 0.99654
13259 | 2056-04-19 | 17 | 4 | 24.1 | 24.1 | 19.007 | 1 | 2.05 | 9.259 | 16.909 | 1 | 4716981.1321 | 0 | 202.127 | 0.99654
13266 | 2056-04-26 | 18 | 4 | 24.1 | 24.1 | 19.007 | 1 | 2.05 | 9.259 | 15.994 | 1 | 4716981.1321 | 0 | 202.127 | 0.99654
13273 | 2056-05-03 | 19 | 5 | 25.1 | 25.191 | 20.098 | 1 | 2.05 | 9.259 | 10.272 | 1 | 4716981.1321 | 0 | 202.161 | 0.99671
13280 | 2056-05-10 | 20 | 5 | 25.1 | 25.191 | 20.098 | 1 | 2.05 | 9.259 | 9.045 | 0.97689 | 4716981.1321 | 0.038937 | 201.296 | 0.99245
13287 | 2056-05-17 | 21 | 5 | 25.1 | 25.191 | 20.098 | 1 | 2.05 | 9.259 | 9.194 | 0.99298 | 4716981.1321 | 0.011827 | 197.551 | 0.97398
13294 | 2056-05-24 | 22 | 5 | 25.1 | 25.191 | 20.098 | 1 | 2.05 | 9.259 | 6.884 | 0.74349 | 4716981.1321 | 0.43213 | 194.019 | 0.95657
13301 | 2056-05-31 | 23 | 5 | 25.1 | 25.391 | 20.298 | 1 | 2.05 | 9.259 | 6.891 | 0.74425 | 4716981.1321 | 0.43086 | 188.734 | 0.93051
13308 | 2056-06-07 | 24 | 6 | 25.3 | 25.391 | 20.298 | 1 | 2.05 | 9.259 | 6.869 | 0.74187 | 4716981.1321 | 0.43486 | 188.946 | 0.93156
13315 | 2056-06-14 | 25 | 6 | 25.3 | 25.391 | 20.298 | 1 | 2.05 | 9.259 | 6.879 | 0.74295 | 4716981.1321 | 0.43304 | 186.691 | 0.92044
13322 | 2056-06-21 | 26 | 6 | 25.3 | 24.911 | 19.818 | 0.98462 | 2.131 | 9.259 | 4.576 | 0.49422 | 4716981.1321 | 0.85208 | 182.688 | 0.9007
13329 | 2056-06-28 | 27 | 6 | 25.3 | 24.911 | 19.818 | 0.98462 | 2.131 | 9.259 | 4.585 | 0.49519 | 4716981.1321 | 0.85044 | 178.089 | 0.87803
13336 | 2056-07-05 | 28 | 7 | 26 | 25.597 | 20.504 | 0.9845 | 2.1316 | 9.259 | 4.565 | 0.49303 | 4716981.1321 | 0.85408 | 178.009 | 0.87764
13343 | 2056-07-12 | 29 | 7 | 26 | 25.597 | 20.504 | 0.9845 | 2.1316 | 9.259 | 4.578 | 0.49444 | 4716981.1321 | 0.85171 | 174.5 | 0.86033
13350 | 2056-07-19 | 30 | 7 | 26 | 26 | 20.907 | 1 | 2.05 | 9.259 | 6.852 | 0.74004 | 4716981.1321 | 0.43796 | 177.646 | 0.87585
13357 | 2056-07-26 | 31 | 7 | 26 | 26.091 | 20.998 | 1 | 2.05 | 9.259 | 6.889 | 0.74403 | 4716981.1321 | 0.43122 | 172.448 | 0.85022
13364 | 2056-08-02 | 32 | 8 | 26.4 | 26.491 | 21.398 | 1 | 2.05 | 9.259 | 6.878 | 0.74284 | 4716981.1321 | 0.43323 | 170.391 | 0.84008
13371 | 2056-08-09 | 33 | 8 | 26.4 | 26.491 | 21.398 | 1 | 2.05 | 9.259 | 6.887 | 0.74382 | 4716981.1321 | 0.43159 | 165.675 | 0.81683
13378 | 2056-08-16 | 34 | 8 | 26.4 | 26.491 | 21.398 | 1 | 2.05 | 9.259 | 6.888 | 0.74392 | 4716981.1321 | 0.43141 | 160.851 | 0.79304
13385 | 2056-08-23 | 35 | 8 | 26.4 | 26.491 | 21.398 | 1 | 2.05 | 9.259 | 6.873 | 0.7423 | 4716981.1321 | 0.43413 | 160.846 | 0.79302
13392 | 2056-08-30 | 36 | 8 | 26.4 | 26.4 | 21.307 | 1 | 2.05 | 9.259 | 6.84 | 0.73874 | 4716981.1321 | 0.44014 | 167.992 | 0.82825
13399 | 2056-09-06 | 37 | 9 | 25 | 25 | 19.907 | 1 | 2.05 | 9.259 | 30.558 | 1 | 4716981.1321 | 0 | 181.655 | 0.89561
13406 | 2056-09-13 | 38 | 9 | 25 | 25 | 19.907 | 1 | 2.05 | 9.259 | 9.165 | 0.98985 | 4716981.1321 | 0.017103 | 184.513 | 0.9097
13413 | 2056-09-20 | 39 | 9 | 25 | 25.091 | 19.998 | 1 | 2.05 | 9.259 | 9.185 | 0.99201 | 4716981.1321 | 0.013464 | 183.113 | 0.9028
13420 | 2056-09-27 | 40 | 9 | 25 | 25 | 19.907 | 1 | 2.05 | 9.259 | 9.129 | 0.98596 | 4716981.1321 | 0.023654 | 196.277 | 0.9677
13427 | 2056-10-04 | 41 | 10 | 24.3 | 24.3 | 19.207 | 1 | 2.05 | 9.259 | 22.422 | 1 | 4716981.1321 | 0 | 202.121 | 0.99651
13434 | 2056-10-11 | 42 | 10 | 24.3 | 24.515 | 19.422 | 1 | 2.05 | 9.259 | 11.923 | 1 | 4716981.1321 | 0 | 202.209 | 0.99695
13441 | 2056-10-18 | 43 | 10 | 24.3 | 24.3 | 19.207 | 1 | 2.05 | 9.259 | 12.125 | 1 | 4716981.1321 | 0 | 202.121 | 0.99651
13448 | 2056-10-25 | 44 | 10 | 24.3 | 24.391 | 19.298 | 1 | 2.05 | 9.259 | 9.131 | 0.98618 | 4716981.1321 | 0.02329 | 201.088 | 0.99142
13455 | 2056-11-01 | 45 | 11 | 24.7 | 24.791 | 19.698 | 1 | 2.05 | 9.259 | 9.188 | 0.99233 | 4716981.1321 | 0.012919 | 199.07 | 0.98147
13462 | 2056-11-08 | 46 | 11 | 24.7 | 24.791 | 19.698 | 1 | 2.05 | 9.259 | 9.18 | 0.99147 | 4716981.1321 | 0.014374 | 199.26 | 0.98241
13469 | 2056-11-15 | 47 | 11 | 24.7 | 24.791 | 19.698 | 1 | 2.05 | 9.259 | 9.184 | 0.9919 | 4716981.1321 | 0.013646 | 198.655 | 0.97943
13476 | 2056-11-22 | 48 | 11 | 24.7 | 24.791 | 19.698 | 1 | 2.05 | 9.259 | 9.19 | 0.99255 | 4716981.1321 | 0.012555 | 196.515 | 0.96888
13483 | 2056-11-29 | 49 | 11 | 24.7 | 24.791 | 19.698 | 1 | 2.05 | 9.259 | 9.191 | 0.99266 | 4716981.1321 | 0.012373 | 194.037 | 0.95666
13490 | 2056-12-06 | 50 | 12 | 25.5 | 25.591 | 20.498 | 1 | 2.05 | 9.259 | 9.187 | 0.99222 | 4716981.1321 | 0.0131 | 191.984 | 0.94654
13497 | 2056-12-13 | 51 | 12 | 25.5 | 25.5 | 20.407 | 1 | 2.05 | 9.259 | 61.457 | 1 | 4716981.1321 | 0 | 202.085 | 0.99634
13504 | 2056-12-20 | 52 | 12 | 25.5 | 25.5 | 20.407 | 1 | 2.05 | 9.259 | 55.22 | 1 | 4716981.1321 | 0 | 202.085 | 0.99634
13511 | 2056-12-27 | 53 | 12 | 25.5 | 25.5 | 20.407 | 1 | 2.05 | 9.259 | 177.295 | 1 | 4716981.1321 | 0 | 202.085 | 0.99634
13518 | 2057-01-03 | 1 | 1 | 24.7 | 24.7 | 19.607 | 1 | 2.05 | 9.259 | 125.321 | 1 | 4716981.1321 | 0 | 202.117 | 0.99649
13525 | 2057-01-10 | 2 | 1 | 24.7 | 24.7 | 19.607 | 1 | 2.05 | 9.259 | 67.788 | 1 | 4716981.1321 | 0 | 202.117 | 0.99649
13532 | 2057-01-17 | 3 | 1 | 24.7 | 24.7 | 19.607 | 1 | 2.05 | 9.259 | 48.273 | 1 | 4716981.1321 | 0 | 202.117 | 0.99649
13539 | 2057-01-24 | 4 | 1 | 24.7 | 24.7 | 19.607 | 1 | 2.05 | 9.259 | 70.098 | 1 | 4716981.1321 | 0 | 202.117 | 0.99649
13546 | 2057-01-31 | 5 | 1 | 24.7 | 24.7 | 19.607 | 1 | 2.05 | 9.259 | 149.512 | 1 | 4716981.1321 | 0 | 202.117 | 0.99649
13553 | 2057-02-07 | 6 | 2 | 24.4 | 24.4 | 19.307 | 1 | 2.05 | 9.259 | 260.359 | 1 | 4716981.1321 | 0 | 202.126 | 0.99654
13560 | 2057-02-14 | 7 | 2 | 24.4 | 24.4 | 19.307 | 1 | 2.05 | 9.259 | 165.804 | 1 | 4716981.1321 | 0 | 202.126 | 0.99654
13567 | 2057-02-21 | 8 | 2 | 24.4 | 24.4 | 19.307 | 1 | 2.05 | 9.259 | 130.695 | 1 | 4716981.1321 | 0 | 202.126 | 0.99654
13574 | 2057-02-28 | 9 | 2 | 24.4 | 24.4 | 19.307 | 1 | 2.05 | 9.259 | 92.584 | 1 | 4716981.1321 | 0 | 202.126 | 0.99654
13581 | 2057-03-07 | 10 | 3 | 24.1 | 24.1 | 19.007 | 1 | 2.05 | 9.259 | 101.856 | 1 | 4716981.1321 | 0 | 202.13 | 0.99656
13588 | 2057-03-14 | 11 | 3 | 24.1 | 24.1 | 19.007 | 1 | 2.05 | 9.259 | 79.249 | 1 | 4716981.1321 | 0 | 202.13 | 0.99656
13595 | 2057-03-21 | 12 | 3 | 24.1 | 24.1 | 19.007 | 1 | 2.05 | 9.259 | 77.769 | 1 | 4716981.1321 | 0 | 202.13 | 0.99656
13602 | 2057-03-28 | 13 | 3 | 24.1 | 24.1 | 19.007 | 1 | 2.05 | 9.259 | 64.901 | 1 | 4716981.1321 | 0 | 202.13 | 0.99656
13609 | 2057-04-04 | 14 | 4 | 24.1 | 24.1 | 19.007 | 1 | 2.05 | 9.259 | 44.181 | 1 | 4716981.1321 | 0 | 202.127 | 0.99654
13616 | 2057-04-11 | 15 | 4 | 24.1 | 24.1 | 19.007 | 1 | 2.05 | 9.259 | 32.897 | 1 | 4716981.1321 | 0 | 202.127 | 0.99654
13623 | 2057-04-18 | 16 | 4 | 24.1 | 24.1 | 19.007 | 1 | 2.05 | 9.259 | 27.648 | 1 | 4716981.1321 | 0 | 202.127 | 0.99654
13630 | 2057-04-25 | 17 | 4 | 24.1 | 24.1 | 19.007 | 1 | 2.05 | 9.259 | 22.529 | 1 | 4716981.1321 | 0 | 202.127 | 0.99654
13637 | 2057-05-02 | 18 | 5 | 25.1 | 25.1 | 20.007 | 1 | 2.05 | 9.259 | 16.189 | 1 | 4716981.1321 | 0 | 202.086 | 0.99634
13644 | 2057-05-09 | 19 | 5 | 25.1 | 25.1 | 20.007 | 1 | 2.05 | 9.259 | 24.213 | 1 | 4716981.1321 | 0 | 202.086 | 0.99634
13651 | 2057-05-16 | 20 | 5 | 25.1 | 25.1 | 20.007 | 1 | 2.05 | 9.259 | 16.752 | 1 | 4716981.1321 | 0 | 202.086 | 0.99634
13658 | 2057-05-23 | 21 | 5 | 25.1 | 25.191 | 20.098 | 1 | 2.05 | 9.259 | 8.91 | 0.96231 | 4716981.1321 | 0.063501 | 202.161 | 0.99671
13665 | 2057-05-30 | 22 | 5 | 25.1 | 25.191 | 20.098 | 1 | 2.05 | 9.259 | 9.137 | 0.98682 | 4716981.1321 | 0.022198 | 200.33 | 0.98768
13672 | 2057-06-06 | 23 | 6 | 25.3 | 25.391 | 20.298 | 1 | 2.05 | 9.259 | 9.188 | 0.99233 | 4716981.1321 | 0.012919 | 197.859 | 0.9755
13679 | 2057-06-13 | 24 | 6 | 25.3 | 25.391 | 20.298 | 1 | 2.05 | 9.259 | 6.888 | 0.74392 | 4716981.1321 | 0.43141 | 193.028 | 0.95168
13686 | 2057-06-20 | 25 | 6 | 25.3 | 25.391 | 20.298 | 1 | 2.05 | 9.259 | 6.895 | 0.74468 | 4716981.1321 | 0.43013 | 186.531 | 0.91965
13693 | 2057-06-27 | 26 | 6 | 25.3 | 24.911 | 19.818 | 0.98462 | 2.131 | 9.259 | 5.507 | 0.59477 | 4716981.1321 | 0.68268 | 182.44 | 0.89948
13700 | 2057-07-04 | 27 | 7 | 26 | 25.598 | 20.505 | 0.98454 | 2.1314 | 9.259 | 5.391 | 0.58224 | 4716981.1321 | 0.70379 | 180.392 | 0.88938
13707 | 2057-07-11 | 28 | 7 | 26 | 26.091 | 20.998 | 1 | 2.05 | 9.259 | 6.874 | 0.74241 | 4716981.1321 | 0.43395 | 178.614 | 0.88062
13714 | 2057-07-18 | 29 | 7 | 26 | 26.091 | 20.998 | 1 | 2.05 | 9.259 | 6.861 | 0.74101 | 4716981.1321 | 0.43632 | 180.222 | 0.88855
13721 | 2057-07-25 | 30 | 7 | 26 | 26.091 | 20.998 | 1 | 2.05 | 9.259 | 6.882 | 0.74328 | 4716981.1321 | 0.4325 | 176.542 | 0.8704
13728 | 2057-08-01 | 31 | 8 | 26.4 | 26.491 | 21.398 | 1 | 2.05 | 9.259 | 6.899 | 0.74511 | 4716981.1321 | 0.4294 | 168.803 | 0.83225
13735 | 2057-08-08 | 32 | 8 | 26.4 | 26.74 | 21.647 | 1 | 2.05 | 9.259 | 6.852 | 0.74004 | 4716981.1321 | 0.43796 | 171.245 | 0.84429
13742 | 2057-08-15 | 33 | 8 | 26.4 | 26.491 | 21.398 | 1 | 2.05 | 9.259 | 6.869 | 0.74187 | 4716981.1321 | 0.43486 | 170.685 | 0.84153
13749 | 2057-08-22 | 34 | 8 | 26.4 | 26.491 | 21.398 | 1 | 2.05 | 9.259 | 6.887 | 0.74382 | 4716981.1321 | 0.43159 | 165.627 | 0.81659
13756 | 2057-08-29 | 35 | 8 | 26.4 | 26.491 | 21.398 | 1 | 2.05 | 9.259 | 6.896 | 0.74479 | 4716981.1321 | 0.42995 | 158.606 | 0.78197
13763 | 2057-09-05 | 36 | 9 | 25 | 25.091 | 19.998 | 1 | 2.05 | 9.259 | 6.889 | 0.74403 | 4716981.1321 | 0.43122 | 153.703 | 0.7578
13770 | 2057-09-12 | 37 | 9 | 25 | 25.091 | 19.998 | 1 | 2.05 | 9.259 | 6.88 | 0.74306 | 4716981.1321 | 0.43286 | 151.002 | 0.74448
13777 | 2057-09-19 | 38 | 9 | 25 | 25.091 | 19.998 | 1 | 2.05 | 9.259 | 6.875 | 0.74252 | 4716981.1321 | 0.43377 | 149.583 | 0.73749
13784 | 2057-09-26 | 39 | 9 | 25 | 25 | 19.907 | 1 | 2.05 | 9.259 | 6.837 | 0.73842 | 4716981.1321 | 0.44069 | 156.602 | 0.77209
13791 | 2057-10-03 | 40 | 10 | 24.3 | 24.391 | 19.298 | 1 | 2.05 | 9.259 | 6.875 | 0.74252 | 4716981.1321 | 0.43377 | 155.338 | 0.76586
13798 | 2057-10-10 | 41 | 10 | 24.3 | 24.391 | 19.298 | 1 | 2.05 | 9.259 | 6.879 | 0.74295 | 4716981.1321 | 0.43304 | 153.114 | 0.7549
13805 | 2057-10-17 | 42 | 10 | 24.3 | 24.3 | 19.207 | 1 | 2.05 | 9.259 | 9.158 | 0.98909 | 4716981.1321 | 0.018377 | 157.771 | 0.77786
13812 | 2057-10-24 | 43 | 10 | 24.3 | 24.391 | 19.298 | 1 | 2.05 | 9.259 | 9.182 | 0.99168 | 4716981.1321 | 0.01401 | 157.044 | 0.77427
13819 | 2057-10-31 | 44 | 10 | 24.3 | 24.3 | 19.207 | 1 | 2.05 | 9.259 | 69.257 | 1 | 4716981.1321 | 0 | 172.638 | 0.85115
13826 | 2057-11-07 | 45 | 11 | 24.7 | 24.7 | 19.607 | 1 | 2.05 | 9.259 | 51.437 | 1 | 4716981.1321 | 0 | 184.879 | 0.91151
13833 | 2057-11-14 | 46 | 11 | 24.7 | 24.7 | 19.607 | 1 | 2.05 | 9.259 | 10.437 | 1 | 4716981.1321 | 0 | 196.8 | 0.97028
13840 | 2057-11-21 | 47 | 11 | 24.7 | 24.7 | 19.607 | 1 | 2.05 | 9.259 | 11.892 | 1 | 4716981.1321 | 0 | 202.124 | 0.99653
13847 | 2057-11-28 | 48 | 11 | 24.7 | 24.7 | 19.607 | 1 | 2.05 | 9.259 | 15.093 | 1 | 4716981.1321 | 0 | 202.124 | 0.99653
13854 | 2057-12-05 | 49 | 12 | 25.5 | 25.5 | 20.407 | 1 | 2.05 | 9.259 | 19.381 | 1 | 4716981.1321 | 0 | 202.085 | 0.99634
13861 | 2057-12-12 | 50 | 12 | 25.5 | 25.5 | 20.407 | 1 | 2.05 | 9.259 | 129.193 | 1 | 4716981.1321 | 0 | 202.085 | 0.99634
13868 | 2057-12-19 | 51 | 12 | 25.5 | 25.5 | 20.407 | 1 | 2.05 | 9.259 | 69.538 | 1 | 4716981.1321 | 0 | 202.085 | 0.99634
13875 | 2057-12-26 | 52 | 12 | 25.5 | 25.5 | 20.407 | 1 | 2.05 | 9.259 | 66.777 | 1 | 4716981.1321 | 0 | 202.085 | 0.99634
13882 | 2058-01-02 | 1 | 1 | 24.7 | 24.7 | 19.607 | 1 | 2.05 | 9.259 | 128.8 | 1 | 4716981.1321 | 0 | 202.117 | 0.99649
13889 | 2058-01-09 | 2 | 1 | 24.7 | 24.7 | 19.607 | 1 | 2.05 | 9.259 | 133.218 | 1 | 4716981.1321 | 0 | 202.117 | 0.99649
13896 | 2058-01-16 | 3 | 1 | 24.7 | 24.7 | 19.607 | 1 | 2.05 | 9.259 | 64.85 | 1 | 4716981.1321 | 0 | 202.117 | 0.99649
13903 | 2058-01-23 | 4 | 1 | 24.7 | 24.7 | 19.607 | 1 | 2.05 | 9.259 | 73.282 | 1 | 4716981.1321 | 0 | 202.117 | 0.99649
13910 | 2058-01-30 | 5 | 1 | 24.7 | 24.7 | 19.607 | 1 | 2.05 | 9.259 | 160.125 | 1 | 4716981.1321 | 0 | 202.117 | 0.99649
13917 | 2058-02-06 | 6 | 2 | 24.4 | 24.4 | 19.307 | 1 | 2.05 | 9.259 | 110.243 | 1 | 4716981.1321 | 0 | 202.126 | 0.99654
13924 | 2058-02-13 | 7 | 2 | 24.4 | 24.4 | 19.307 | 1 | 2.05 | 9.259 | 130.323 | 1 | 4716981.1321 | 0 | 202.126 | 0.99654
13931 | 2058-02-20 | 8 | 2 | 24.4 | 24.4 | 19.307 | 1 | 2.05 | 9.259 | 147.234 | 1 | 4716981.1321 | 0 | 202.126 | 0.99654
13938 | 2058-02-27 | 9 | 2 | 24.4 | 24.4 | 19.307 | 1 | 2.05 | 9.259 | 195.224 | 1 | 4716981.1321 | 0 | 202.126 | 0.99654
13945 | 2058-03-06 | 10 | 3 | 24.1 | 24.1 | 19.007 | 1 | 2.05 | 9.259 | 82.861 | 1 | 4716981.1321 | 0 | 202.13 | 0.99656
13952 | 2058-03-13 | 11 | 3 | 24.1 | 24.1 | 19.007 | 1 | 2.05 | 9.259 | 63.536 | 1 | 4716981.1321 | 0 | 202.13 | 0.99656
13959 | 2058-03-20 | 12 | 3 | 24.1 | 24.1 | 19.007 | 1 | 2.05 | 9.259 | 50.925 | 1 | 4716981.1321 | 0 | 202.13 | 0.99656
13966 | 2058-03-27 | 13 | 3 | 24.1 | 24.1 | 19.007 | 1 | 2.05 | 9.259 | 93.766 | 1 | 4716981.1321 | 0 | 202.13 | 0.99656
13973 | 2058-04-03 | 14 | 4 | 24.1 | 24.1 | 19.007 | 1 | 2.05 | 9.259 | 106.115 | 1 | 4716981.1321 | 0 | 202.127 | 0.99654
13980 | 2058-04-10 | 15 | 4 | 24.1 | 24.1 | 19.007 | 1 | 2.05 | 9.259 | 56.983 | 1 | 4716981.1321 | 0 | 202.127 | 0.99654
13987 | 2058-04-17 | 16 | 4 | 24.1 | 24.1 | 19.007 | 1 | 2.05 | 9.259 | 38.512 | 1 | 4716981.1321 | 0 | 202.127 | 0.99654
13994 | 2058-04-24 | 17 | 4 | 24.1 | 24.1 | 19.007 | 1 | 2.05 | 9.259 | 27.805 | 1 | 4716981.1321 | 0 | 202.127 | 0.99654
14001 | 2058-05-01 | 18 | 5 | 25.1 | 25.1 | 20.007 | 1 | 2.05 | 9.259 | 22.373 | 1 | 4716981.1321 | 0 | 202.086 | 0.99634
14008 | 2058-05-08 | 19 | 5 | 25.1 | 25.1 | 20.007 | 1 | 2.05 | 9.259 | 18.227 | 1 | 4716981.1321 | 0 | 202.086 | 0.99634
14015 | 2058-05-15 | 20 | 5 | 25.1 | 25.1 | 20.007 | 1 | 2.05 | 9.259 | 21.417 | 1 | 4716981.1321 | 0 | 202.086 | 0.99634
14022 | 2058-05-22 | 21 | 5 | 25.1 | 25.1 | 20.007 | 1 | 2.05 | 9.259 | 20.38 | 1 | 4716981.1321 | 0 | 202.086 | 0.99634
14029 | 2058-05-29 | 22 | 5 | 25.1 | 25.1 | 20.007 | 1 | 2.05 | 9.259 | 39.582 | 1 | 4716981.1321 | 0 | 202.086 | 0.99634
14036 | 2058-06-05 | 23 | 6 | 25.3 | 25.3 | 20.207 | 1 | 2.05 | 9.259 | 30.75 | 1 | 4716981.1321 | 0 | 202.07 | 0.99626
14043 | 2058-06-12 | 24 | 6 | 25.3 | 25.3 | 20.207 | 1 | 2.05 | 9.259 | 17.098 | 1 | 4716981.1321 | 0 | 202.07 | 0.99626
14050 | 2058-06-19 | 25 | 6 | 25.3 | 25.3 | 20.207 | 1 | 2.05 | 9.259 | 20.94 | 1 | 4716981.1321 | 0 | 202.07 | 0.99626
14057 | 2058-06-26 | 26 | 6 | 25.3 | 25.3 | 20.207 | 1 | 2.05 | 9.259 | 58.393 | 1 | 4716981.1321 | 0 | 202.07 | 0.99626
14064 | 2058-07-03 | 27 | 7 | 26 | 26 | 20.907 | 1 | 2.05 | 9.259 | 33.07 | 1 | 4716981.1321 | 0 | 202.05 | 0.99616
14071 | 2058-07-10 | 28 | 7 | 26 | 26.091 | 20.998 | 1 | 2.05 | 9.259 | 9.826 | 1 | 4716981.1321 | 0 | 202.124 | 0.99653
14078 | 2058-07-17 | 29 | 7 | 26 | 26.373 | 21.28 | 1 | 2.05 | 9.259 | 12.465 | 1 | 4716981.1321 | 0 | 202.155 | 0.99668
14085 | 2058-07-24 | 30 | 7 | 26 | 26.091 | 20.998 | 1 | 2.05 | 9.259 | 9.816 | 1 | 4716981.1321 | 0 | 202.124 | 0.99653
14092 | 2058-07-31 | 31 | 7 | 26 | 26.091 | 20.998 | 1 | 2.05 | 9.259 | 9.129 | 0.98596 | 4716981.1321 | 0.023654 | 200.43 | 0.98818
14099 | 2058-08-07 | 32 | 8 | 26.4 | 26.491 | 21.398 | 1 | 2.05 | 9.259 | 9.182 | 0.99168 | 4716981.1321 | 0.01401 | 199.442 | 0.98331
14106 | 2058-08-14 | 33 | 8 | 26.4 | 26.491 | 21.398 | 1 | 2.05 | 9.259 | 9.176 | 0.99104 | 4716981.1321 | 0.015102 | 200.096 | 0.98653
14113 | 2058-08-21 | 34 | 8 | 26.4 | 26.4 | 21.307 | 1 | 2.05 | 9.259 | 27.845 | 1 | 4716981.1321 | 0 | 202.043 | 0.99613
14120 | 2058-08-28 | 35 | 8 | 26.4 | 26.4 | 21.307 | 1 | 2.05 | 9.259 | 19.218 | 1 | 4716981.1321 | 0 | 202.043 | 0.99613
14127 | 2058-09-04 | 36 | 9 | 25 | 25 | 19.907 | 1 | 2.05 | 9.259 | 38.195 | 1 | 4716981.1321 | 0 | 202.09 | 0.99636
14134 | 2058-09-11 | 37 | 9 | 25 | 25 | 19.907 | 1 | 2.05 | 9.259 | 15.698 | 1 | 4716981.1321 | 0 | 202.09 | 0.99636
14141 | 2058-09-18 | 38 | 9 | 25 | 25 | 19.907 | 1 | 2.05 | 9.259 | 40.186 | 1 | 4716981.1321 | 0 | 202.09 | 0.99636
14148 | 2058-09-25 | 39 | 9 | 25 | 25 | 19.907 | 1 | 2.05 | 9.259 | 83.462 | 1 | 4716981.1321 | 0 | 202.09 | 0.99636
14155 | 2058-10-02 | 40 | 10 | 24.3 | 24.3 | 19.207 | 1 | 2.05 | 9.259 | 180.797 | 1 | 4716981.1321 | 0 | 202.121 | 0.99651
14162 | 2058-10-09 | 41 | 10 | 24.3 | 24.3 | 19.207 | 1 | 2.05 | 9.259 | 136.216 | 1 | 4716981.1321 | 0 | 202.121 | 0.99651
14169 | 2058-10-16 | 42 | 10 | 24.3 | 24.3 | 19.207 | 1 | 2.05 | 9.259 | 76.177 | 1 | 4716981.1321 | 0 | 202.121 | 0.99651
14176 | 2058-10-23 | 43 | 10 | 24.3 | 24.3 | 19.207 | 1 | 2.05 | 9.259 | 53.321 | 1 | 4716981.1321 | 0 | 202.121 | 0.99651
14183 | 2058-10-30 | 44 | 10 | 24.3 | 24.3 | 19.207 | 1 | 2.05 | 9.259 | 146.784 | 1 | 4716981.1321 | 0 | 202.121 | 0.99651
14190 | 2058-11-06 | 45 | 11 | 24.7 | 24.7 | 19.607 | 1 | 2.05 | 9.259 | 157.747 | 1 | 4716981.1321 | 0 | 202.124 | 0.99653
14197 | 2058-11-13 | 46 | 11 | 24.7 | 24.7 | 19.607 | 1 | 2.05 | 9.259 | 83.47 | 1 | 4716981.1321 | 0 | 202.124 | 0.99653
14204 | 2058-11-20 | 47 | 11 | 24.7 | 24.7 | 19.607 | 1 | 2.05 | 9.259 | 59.163 | 1 | 4716981.1321 | 0 | 202.124 | 0.99653
14211 | 2058-11-27 | 48 | 11 | 24.7 | 24.7 | 19.607 | 1 | 2.05 | 9.259 | 59.685 | 1 | 4716981.1321 | 0 | 202.124 | 0.99653
14218 | 2058-12-04 | 49 | 12 | 25.5 | 25.5 | 20.407 | 1 | 2.05 | 9.259 | 49.854 | 1 | 4716981.1321 | 0 | 202.085 | 0.99634
14225 | 2058-12-11 | 50 | 12 | 25.5 | 25.5 | 20.407 | 1 | 2.05 | 9.259 | 182.165 | 1 | 4716981.1321 | 0 | 202.085 | 0.99634
14232 | 2058-12-18 | 51 | 12 | 25.5 | 25.5 | 20.407 | 1 | 2.05 | 9.259 | 158.88 | 1 | 4716981.1321 | 0 | 202.085 | 0.99634
14239 | 2058-12-25 | 52 | 12 | 25.5 | 25.5 | 20.407 | 1 | 2.05 | 9.259 | 114.389 | 1 | 4716981.1321 | 0 | 202.085 | 0.99634
14246 | 2059-01-01 | 1 | 1 | 24.7 | 24.7 | 19.607 | 1 | 2.05 | 9.259 | 203.351 | 1 | 4716981.1321 | 0 | 202.117 | 0.99649
14253 | 2059-01-08 | 2 | 1 | 24.7 | 24.7 | 19.607 | 1 | 2.05 | 9.259 | 209.678 | 1 | 4716981.1321 | 0 | 202.117 | 0.99649
14260 | 2059-01-15 | 3 | 1 | 24.7 | 24.7 | 19.607 | 1 | 2.05 | 9.259 | 155.113 | 1 | 4716981.1321 | 0 | 202.117 | 0.99649
14267 | 2059-01-22 | 4 | 1 | 24.7 | 24.7 | 19.607 | 1 | 2.05 | 9.259 | 329.547 | 1 | 4716981.1321 | 0 | 202.117 | 0.99649
14274 | 2059-01-29 | 5 | 1 | 24.7 | 24.7 | 19.607 | 1 | 2.05 | 9.259 | 145.104 | 1 | 4716981.1321 | 0 | 202.117 | 0.99649
14281 | 2059-02-05 | 6 | 2 | 24.4 | 24.4 | 19.307 | 1 | 2.05 | 9.259 | 102.611 | 1 | 4716981.1321 | 0 | 202.126 | 0.99654
14288 | 2059-02-12 | 7 | 2 | 24.4 | 24.4 | 19.307 | 1 | 2.05 | 9.259 | 78.552 | 1 | 4716981.1321 | 0 | 202.126 | 0.99654
14295 | 2059-02-19 | 8 | 2 | 24.4 | 24.4 | 19.307 | 1 | 2.05 | 9.259 | 64.629 | 1 | 4716981.1321 | 0 | 202.126 | 0.99654
14302 | 2059-02-26 | 9 | 2 | 24.4 | 24.4 | 19.307 | 1 | 2.05 | 9.259 | 71.335 | 1 | 4716981.1321 | 0 | 202.126 | 0.99654
14309 | 2059-03-05 | 10 | 3 | 24.1 | 24.1 | 19.007 | 1 | 2.05 | 9.259 | 181.361 | 1 | 4716981.1321 | 0 | 202.13 | 0.99656
14316 | 2059-03-12 | 11 | 3 | 24.1 | 24.1 | 19.007 | 1 | 2.05 | 9.259 | 90.171 | 1 | 4716981.1321 | 0 | 202.13 | 0.99656
14323 | 2059-03-19 | 12 | 3 | 24.1 | 24.1 | 19.007 | 1 | 2.05 | 9.259 | 68.398 | 1 | 4716981.1321 | 0 | 202.13 | 0.99656
14330 | 2059-03-26 | 13 | 3 | 24.1 | 24.1 | 19.007 | 1 | 2.05 | 9.259 | 75.234 | 1 | 4716981.1321 | 0 | 202.13 | 0.99656
14337 | 2059-04-02 | 14 | 4 | 24.1 | 24.1 | 19.007 | 1 | 2.05 | 9.259 | 60.728 | 1 | 4716981.1321 | 0 | 202.127 | 0.99654
14344 | 2059-04-09 | 15 | 4 | 24.1 | 24.1 | 19.007 | 1 | 2.05 | 9.259 | 66.465 | 1 | 4716981.1321 | 0 | 202.127 | 0.99654
14351 | 2059-04-16 | 16 | 4 | 24.1 | 24.1 | 19.007 | 1 | 2.05 | 9.259 | 99.975 | 1 | 4716981.1321 | 0 | 202.127 | 0.99654
14358 | 2059-04-23 | 17 | 4 | 24.1 | 24.1 | 19.007 | 1 | 2.05 | 9.259 | 72.545 | 1 | 4716981.1321 | 0 | 202.127 | 0.99654
14365 | 2059-04-30 | 18 | 4 | 24.1 | 24.1 | 19.007 | 1 | 2.05 | 9.259 | 57.35 | 1 | 4716981.1321 | 0 | 202.127 | 0.99654
14372 | 2059-05-07 | 19 | 5 | 25.1 | 25.1 | 20.007 | 1 | 2.05 | 9.259 | 38.3 | 1 | 4716981.1321 | 0 | 202.086 | 0.99634
14379 | 2059-05-14 | 20 | 5 | 25.1 | 25.1 | 20.007 | 1 | 2.05 | 9.259 | 30.133 | 1 | 4716981.1321 | 0 | 202.086 | 0.99634
14386 | 2059-05-21 | 21 | 5 | 25.1 | 25.1 | 20.007 | 1 | 2.05 | 9.259 | 30.424 | 1 | 4716981.1321 | 0 | 202.086 | 0.99634
14393 | 2059-05-28 | 22 | 5 | 25.1 | 25.1 | 20.007 | 1 | 2.05 | 9.259 | 22.844 | 1 | 4716981.1321 | 0 | 202.086 | 0.99634
14400 | 2059-06-04 | 23 | 6 | 25.3 | 25.3 | 20.207 | 1 | 2.05 | 9.259 | 19.027 | 1 | 4716981.1321 | 0 | 202.07 | 0.99626
14407 | 2059-06-11 | 24 | 6 | 25.3 | 25.3 | 20.207 | 1 | 2.05 | 9.259 | 12.277 | 1 | 4716981.1321 | 0 | 202.07 | 0.99626
14414 | 2059-06-18 | 25 | 6 | 25.3 | 25.391 | 20.298 | 1 | 2.05 | 9.259 | 9.093 | 0.98207 | 4716981.1321 | 0.030204 | 200.945 | 0.99072
14421 | 2059-06-25 | 26 | 6 | 25.3 | 25.3 | 20.207 | 1 | 2.05 | 9.259 | 11.141 | 1 | 4716981.1321 | 0 | 202.07 | 0.99626
14428 | 2059-07-02 | 27 | 7 | 26 | 26.091 | 20.998 | 1 | 2.05 | 9.259 | 9.111 | 0.98402 | 4716981.1321 | 0.026929 | 200.698 | 0.9895
14435 | 2059-07-09 | 28 | 7 | 26 | 26 | 20.907 | 1 | 2.05 | 9.259 | 11.439 | 1 | 4716981.1321 | 0 | 202.05 | 0.99616
14442 | 2059-07-16 | 29 | 7 | 26 | 26.091 | 20.998 | 1 | 2.05 | 9.259 | 9.182 | 0.99168 | 4716981.1321 | 0.01401 | 199.291 | 0.98256
14449 | 2059-07-23 | 30 | 7 | 26 | 26.091 | 20.998 | 1 | 2.05 | 9.259 | 9.192 | 0.99276 | 4716981.1321 | 0.012191 | 195.396 | 0.96336
14456 | 2059-07-30 | 31 | 7 | 26 | 26.091 | 20.998 | 1 | 2.05 | 9.259 | 9.187 | 0.99222 | 4716981.1321 | 0.0131 | 192.691 | 0.95002
14463 | 2059-08-06 | 32 | 8 | 26.4 | 26.491 | 21.398 | 1 | 2.05 | 9.259 | 9.184 | 0.9919 | 4716981.1321 | 0.013646 | 191.007 | 0.94172
14470 | 2059-08-13 | 33 | 8 | 26.4 | 26.614 | 21.521 | 1 | 2.05 | 9.259 | 9.164 | 0.98974 | 4716981.1321 | 0.017285 | 191.564 | 0.94447
14477 | 2059-08-20 | 34 | 8 | 26.4 | 26.491 | 21.398 | 1 | 2.05 | 9.259 | 9.201 | 0.99374 | 4716981.1321 | 0.010553 | 185.16 | 0.91289
14484 | 2059-08-27 | 35 | 8 | 26.4 | 26.491 | 21.398 | 1 | 2.05 | 9.259 | 9.213 | 0.99503 | 4716981.1321 | 0.0083697 | 176.097 | 0.86821
14491 | 2059-09-03 | 36 | 9 | 25 | 25.091 | 19.998 | 1 | 2.05 | 9.259 | 6.903 | 0.74554 | 4716981.1321 | 0.42868 | 167.747 | 0.82704
14498 | 2059-09-10 | 37 | 9 | 25 | 25.091 | 19.998 | 1 | 2.05 | 9.259 | 6.906 | 0.74587 | 4716981.1321 | 0.42813 | 158.676 | 0.78232
14505 | 2059-09-17 | 38 | 9 | 25 | 25.091 | 19.998 | 1 | 2.05 | 9.259 | 6.906 | 0.74587 | 4716981.1321 | 0.42813 | 149.665 | 0.73789
14512 | 2059-09-24 | 39 | 9 | 25 | 25.091 | 19.998 | 1 | 2.05 | 9.259 | 6.908 | 0.74608 | 4716981.1321 | 0.42777 | 140.43 | 0.69236
14519 | 2059-10-01 | 40 | 10 | 24.3 | 24.391 | 19.298 | 1 | 2.05 | 9.259 | 6.897 | 0.7449 | 4716981.1321 | 0.42977 | 131.239 | 0.64705
14526 | 2059-10-08 | 41 | 10 | 24.3 | 24.1 | 19.007 | 0.99177 | 2.0928 | 9.259 | 5.626 | 0.60763 | 4716981.1321 | 0.66103 | 124.482 | 0.61373
14533 | 2059-10-15 | 42 | 10 | 24.3 | 24.1 | 19.007 | 0.99177 | 2.0928 | 9.259 | 4.584 | 0.49509 | 4716981.1321 | 0.85062 | 120.341 | 0.59332
14540 | 2059-10-22 | 43 | 10 | 24.3 | 24.1 | 19.007 | 0.99177 | 2.0928 | 9.259 | 4.569 | 0.49347 | 4716981.1321 | 0.85335 | 119.888 | 0.59108
14547 | 2059-10-29 | 44 | 10 | 24.3 | 24.1 | 19.007 | 0.99177 | 2.0928 | 9.259 | 4.567 | 0.49325 | 4716981.1321 | 0.85371 | 119.369 | 0.58852
14554 | 2059-11-05 | 45 | 11 | 24.7 | 24.52 | 19.427 | 0.99271 | 2.0878 | 9.259 | 4.571 | 0.49368 | 4716981.1321 | 0.85299 | 118.285 | 0.58318
14561 | 2059-11-12 | 46 | 11 | 24.7 | 24.52 | 19.427 | 0.99271 | 2.0878 | 9.259 | 5.658 | 0.61108 | 4716981.1321 | 0.65521 | 121.31 | 0.59809
14568 | 2059-11-19 | 47 | 11 | 24.7 | 24.7 | 19.607 | 1 | 2.05 | 9.259 | 6.855 | 0.74036 | 4716981.1321 | 0.43741 | 124.9 | 0.61579
14575 | 2059-11-26 | 48 | 11 | 24.7 | 24.7 | 19.607 | 1 | 2.05 | 9.259 | 6.852 | 0.74004 | 4716981.1321 | 0.43796 | 128.82 | 0.63512
14582 | 2059-12-03 | 49 | 12 | 25.5 | 25.5 | 20.407 | 1 | 2.05 | 9.259 | 22.234 | 1 | 4716981.1321 | 0 | 141.293 | 0.69661
14589 | 2059-12-10 | 50 | 12 | 25.5 | 25.5 | 20.407 | 1 | 2.05 | 9.259 | 23.135 | 1 | 4716981.1321 | 0 | 153.304 | 0.75583
14596 | 2059-12-17 | 51 | 12 | 25.5 | 25.5 | 20.407 | 1 | 2.05 | 9.259 | 71.349 | 1 | 4716981.1321 | 0 | 165.593 | 0.81642
14603 | 2059-12-24 | 52 | 12 | 25.5 | 25.5 | 20.407 | 1 | 2.05 | 9.259 | 113.249 | 1 | 4716981.1321 | 0 | 180.503 | 0.88993
14610 | 2059-12-31 | 53 | 12 | 25.5 | 25.5 | 20.407 | 1 | 2.05 | 9.259 | 74.119 | 1 | 4716981.1321 | 0 | 193.112 | 0.9521
14617 | 2060-01-07 | 2 | 1 | 24.7 | 24.7 | 19.607 | 1 | 2.05 | 9.259 | 46.429 | 1 | 4716981.1321 | 0 | 202.117 | 0.99649
14624 | 2060-01-14 | 3 | 1 | 24.7 | 24.7 | 19.607 | 1 | 2.05 | 9.259 | 60.198 | 1 | 4716981.1321 | 0 | 202.117 | 0.99649
14631 | 2060-01-21 | 4 | 1 | 24.7 | 24.7 | 19.607 | 1 | 2.05 | 9.259 | 207.794 | 1 | 4716981.1321 | 0 | 202.117 | 0.99649
14638 | 2060-01-28 | 5 | 1 | 24.7 | 24.7 | 19.607 | 1 | 2.05 | 9.259 | 236.937 | 1 | 4716981.1321 | 0 | 202.117 | 0.99649
14645 | 2060-02-04 | 6 | 2 | 24.4 | 24.4 | 19.307 | 1 | 2.05 | 9.259 | 151.72 | 1 | 4716981.1321 | 0 | 202.126 | 0.99654
14652 | 2060-02-11 | 7 | 2 | 24.4 | 24.4 | 19.307 | 1 | 2.05 | 9.259 | 132.437 | 1 | 4716981.1321 | 0 | 202.126 | 0.99654
14659 | 2060-02-18 | 8 | 2 | 24.4 | 24.4 | 19.307 | 1 | 2.05 | 9.259 | 99.179 | 1 | 4716981.1321 | 0 | 202.126 | 0.99654
14666 | 2060-02-25 | 9 | 2 | 24.4 | 24.4 | 19.307 | 1 | 2.05 | 9.259 | 151.617 | 1 | 4716981.1321 | 0 | 202.126 | 0.99654
14673 | 2060-03-03 | 10 | 3 | 24.1 | 24.1 | 19.007 | 1 | 2.05 | 9.259 | 75.688 | 1 | 4716981.1321 | 0 | 202.13 | 0.99656
14680 | 2060-03-10 | 11 | 3 | 24.1 | 24.1 | 19.007 | 1 | 2.05 | 9.259 | 76.804 | 1 | 4716981.1321 | 0 | 202.13 | 0.99656
14687 | 2060-03-17 | 12 | 3 | 24.1 | 24.1 | 19.007 | 1 | 2.05 | 9.259 | 56.218 | 1 | 4716981.1321 | 0 | 202.13 | 0.99656
14694 | 2060-03-24 | 13 | 3 | 24.1 | 24.1 | 19.007 | 1 | 2.05 | 9.259 | 56.104 | 1 | 4716981.1321 | 0 | 202.13 | 0.99656
14701 | 2060-03-31 | 14 | 3 | 24.1 | 24.1 | 19.007 | 1 | 2.05 | 9.259 | 64.942 | 1 | 4716981.1321 | 0 | 202.127 | 0.99654
14708 | 2060-04-07 | 15 | 4 | 24.1 | 24.1 | 19.007 | 1 | 2.05 | 9.259 | 46.591 | 1 | 4716981.1321 | 0 | 202.127 | 0.99654
14715 | 2060-04-14 | 16 | 4 | 24.1 | 24.1 | 19.007 | 1 | 2.05 | 9.259 | 38.053 | 1 | 4716981.1321 | 0 | 202.127 | 0.99654
14722 | 2060-04-21 | 17 | 4 | 24.1 | 24.1 | 19.007 | 1 | 2.05 | 9.259 | 30.052 | 1 | 4716981.1321 | 0 | 202.127 | 0.99654
14729 | 2060-04-28 | 18 | 4 | 24.1 | 24.1 | 19.007 | 1 | 2.05 | 9.259 | 26.101 | 1 | 4716981.1321 | 0 | 202.127 | 0.99654
14736 | 2060-05-05 | 19 | 5 | 25.1 | 25.1 | 20.007 | 1 | 2.05 | 9.259 | 19.492 | 1 | 4716981.1321 | 0 | 202.086 | 0.99634
14743 | 2060-05-12 | 20 | 5 | 25.1 | 25.1 | 20.007 | 1 | 2.05 | 9.259 | 26.924 | 1 | 4716981.1321 | 0 | 202.086 | 0.99634
14750 | 2060-05-19 | 21 | 5 | 25.1 | 25.1 | 20.007 | 1 | 2.05 | 9.259 | 24.976 | 1 | 4716981.1321 | 0 | 202.086 | 0.99634
14757 | 2060-05-26 | 22 | 5 | 25.1 | 25.191 | 20.098 | 1 | 2.05 | 9.259 | 9.306 | 1 | 4716981.1321 | 0 | 202.161 | 0.99671
14764 | 2060-06-02 | 23 | 6 | 25.3 | 25.391 | 20.298 | 1 | 2.05 | 9.259 | 9.159 | 0.9892 | 4716981.1321 | 0.018195 | 199.813 | 0.98514
14771 | 2060-06-09 | 24 | 6 | 25.3 | 25.391 | 20.298 | 1 | 2.05 | 9.259 | 9.176 | 0.99104 | 4716981.1321 | 0.015102 | 199.958 | 0.98585
14778 | 2060-06-16 | 25 | 6 | 25.3 | 25.391 | 20.298 | 1 | 2.05 | 9.259 | 7.905 | 0.85376 | 4716981.1321 | 0.24636 | 196.965 | 0.97109
14785 | 2060-06-23 | 26 | 6 | 25.3 | 25.399 | 20.306 | 1 | 2.05 | 9.259 | 9.173 | 0.99071 | 4716981.1321 | 0.015648 | 197.918 | 0.97579
14792 | 2060-06-30 | 27 | 6 | 25.3 | 26.091 | 20.998 | 1 | 2.05 | 9.259 | 6.883 | 0.74338 | 4716981.1321 | 0.43232 | 193.918 | 0.95607
14799 | 2060-07-07 | 28 | 7 | 26 | 26.091 | 20.998 | 1 | 2.05 | 9.259 | 6.864 | 0.74133 | 4716981.1321 | 0.43577 | 194.616 | 0.95951
14806 | 2060-07-14 | 29 | 7 | 26 | 26.091 | 20.998 | 1 | 2.05 | 9.259 | 8.474 | 0.91522 | 4716981.1321 | 0.14283 | 193.627 | 0.95464
14813 | 2060-07-21 | 30 | 7 | 26 | 26.091 | 20.998 | 1 | 2.05 | 9.259 | 8.491 | 0.91705 | 4716981.1321 | 0.13974 | 191.481 | 0.94406
14820 | 2060-07-28 | 31 | 7 | 26 | 26.091 | 20.998 | 1 | 2.05 | 9.259 | 9.185 | 0.99201 | 4716981.1321 | 0.013464 | 188.979 | 0.93172
14827 | 2060-08-04 | 32 | 8 | 26.4 | 26.491 | 21.398 | 1 | 2.05 | 9.259 | 9.183 | 0.99179 | 4716981.1321 | 0.013828 | 186.556 | 0.91977
14834 | 2060-08-11 | 33 | 8 | 26.4 | 26.4 | 21.307 | 1 | 2.05 | 9.259 | 9.136 | 0.98672 | 4716981.1321 | 0.02238 | 194.829 | 0.96056
14841 | 2060-08-18 | 34 | 8 | 26.4 | 26.491 | 21.398 | 1 | 2.05 | 9.259 | 9.188 | 0.99233 | 4716981.1321 | 0.012919 | 191.218 | 0.94276
14848 | 2060-08-25 | 35 | 8 | 26.4 | 26.499 | 21.406 | 1 | 2.05 | 9.259 | 9.173 | 0.99071 | 4716981.1321 | 0.015648 | 191.019 | 0.94178
14855 | 2060-09-01 | 36 | 9 | 25 | 25 | 19.907 | 1 | 2.05 | 9.259 | 9.142 | 0.98736 | 4716981.1321 | 0.021288 | 198.786 | 0.98007
14862 | 2060-09-08 | 37 | 9 | 25 | 25 | 19.907 | 1 | 2.05 | 9.259 | 19.544 | 1 | 4716981.1321 | 0 | 202.09 | 0.99636
14869 | 2060-09-15 | 38 | 9 | 25 | 25 | 19.907 | 1 | 2.05 | 9.259 | 41.836 | 1 | 4716981.1321 | 0 | 202.09 | 0.99636
14876 | 2060-09-22 | 39 | 9 | 25 | 25 | 19.907 | 1 | 2.05 | 9.259 | 51.412 | 1 | 4716981.1321 | 0 | 202.09 | 0.99636
14883 | 2060-09-29 | 40 | 9 | 25 | 25 | 19.907 | 1 | 2.05 | 9.259 | 54.998 | 1 | 4716981.1321 | 0 | 202.09 | 0.99636
14890 | 2060-10-06 | 41 | 10 | 24.3 | 24.3 | 19.207 | 1 | 2.05 | 9.259 | 141.204 | 1 | 4716981.1321 | 0 | 202.121 | 0.99651
14897 | 2060-10-13 | 42 | 10 | 24.3 | 24.3 | 19.207 | 1 | 2.05 | 9.259 | 61.707 | 1 | 4716981.1321 | 0 | 202.121 | 0.99651
14904 | 2060-10-20 | 43 | 10 | 24.3 | 24.3 | 19.207 | 1 | 2.05 | 9.259 | 177.614 | 1 | 4716981.1321 | 0 | 202.121 | 0.99651
14911 | 2060-10-27 | 44 | 10 | 24.3 | 24.3 | 19.207 | 1 | 2.05 | 9.259 | 325.034 | 1 | 4716981.1321 | 0 | 202.121 | 0.99651
14918 | 2060-11-03 | 45 | 11 | 24.7 | 24.7 | 19.607 | 1 | 2.05 | 9.259 | 330.089 | 1 | 4716981.1321 | 0 | 202.124 | 0.99653
14925 | 2060-11-10 | 46 | 11 | 24.7 | 24.7 | 19.607 | 1 | 2.05 | 9.259 | 181.246 | 1 | 4716981.1321 | 0 | 202.124 | 0.99653
14932 | 2060-11-17 | 47 | 11 | 24.7 | 24.7 | 19.607 | 1 | 2.05 | 9.259 | 235.362 | 1 | 4716981.1321 | 0 | 202.124 | 0.99653
14939 | 2060-11-24 | 48 | 11 | 24.7 | 24.7 | 19.607 | 1 | 2.05 | 9.259 | 281.932 | 1 | 4716981.1321 | 0 | 202.124 | 0.99653
14946 | 2060-12-01 | 49 | 12 | 25.5 | 25.5 | 20.407 | 1 | 2.05 | 9.259 | 306.23 | 1 | 4716981.1321 | 0 | 202.085 | 0.99634
14953 | 2060-12-08 | 50 | 12 | 25.5 | 25.5 | 20.407 | 1 | 2.05 | 9.259 | 302.078 | 1 | 4716981.1321 | 0 | 202.085 | 0.99634
14960 | 2060-12-15 | 51 | 12 | 25.5 | 25.5 | 20.407 | 1 | 2.05 | 9.259 | 174.015 | 1 | 4716981.1321 | 0 | 202.085 | 0.99634
14967 | 2060-12-22 | 52 | 12 | 25.5 | 25.5 | 20.407 | 1 | 2.05 | 9.259 | 236.735 | 1 | 4716981.1321 | 0 | 202.085 | 0.99634
14974 | 2060-12-29 | 53 | 12 | 25.5 | 25.5 | 20.407 | 1 | 2.05 | 9.259 | 234.155 | 1 | 4716981.1321 | 0 | 202.085 | 0.99634
14981 | 2061-01-05 | 2 | 1 | 24.7 | 24.7 | 19.607 | 1 | 2.05 | 9.259 | 218.813 | 1 | 4716981.1321 | 0 | 202.117 | 0.99649
14988 | 2061-01-12 | 3 | 1 | 24.7 | 24.7 | 19.607 | 1 | 2.05 | 9.259 | 196.028 | 1 | 4716981.1321 | 0 | 202.117 | 0.99649
14995 | 2061-01-19 | 4 | 1 | 24.7 | 24.7 | 19.607 | 1 | 2.05 | 9.259 | 144 | 1 | 4716981.1321 | 0 | 202.117 | 0.99649
15002 | 2061-01-26 | 5 | 1 | 24.7 | 24.7 | 19.607 | 1 | 2.05 | 9.259 | 227.823 | 1 | 4716981.1321 | 0 | 202.117 | 0.99649
15009 | 2061-02-02 | 6 | 2 | 24.4 | 24.4 | 19.307 | 1 | 2.05 | 9.259 | 214.929 | 1 | 4716981.1321 | 0 | 202.126 | 0.99654
15016 | 2061-02-09 | 7 | 2 | 24.4 | 24.4 | 19.307 | 1 | 2.05 | 9.259 | 143.508 | 1 | 4716981.1321 | 0 | 202.126 | 0.99654
15023 | 2061-02-16 | 8 | 2 | 24.4 | 24.4 | 19.307 | 1 | 2.05 | 9.259 | 98.261 | 1 | 4716981.1321 | 0 | 202.126 | 0.99654
15030 | 2061-02-23 | 9 | 2 | 24.4 | 24.4 | 19.307 | 1 | 2.05 | 9.259 | 187.224 | 1 | 4716981.1321 | 0 | 202.126 | 0.99654
15037 | 2061-03-02 | 10 | 3 | 24.1 | 24.1 | 19.007 | 1 | 2.05 | 9.259 | 153.697 | 1 | 4716981.1321 | 0 | 202.13 | 0.99656
15044 | 2061-03-09 | 11 | 3 | 24.1 | 24.1 | 19.007 | 1 | 2.05 | 9.259 | 85.624 | 1 | 4716981.1321 | 0 | 202.13 | 0.99656
15051 | 2061-03-16 | 12 | 3 | 24.1 | 24.1 | 19.007 | 1 | 2.05 | 9.259 | 73.09 | 1 | 4716981.1321 | 0 | 202.13 | 0.99656
15058 | 2061-03-23 | 13 | 3 | 24.1 | 24.1 | 19.007 | 1 | 2.05 | 9.259 | 54.795 | 1 | 4716981.1321 | 0 | 202.13 | 0.99656
15065 | 2061-03-30 | 14 | 3 | 24.1 | 24.1 | 19.007 | 1 | 2.05 | 9.259 | 59.469 | 1 | 4716981.1321 | 0 | 202.13 | 0.99656
15072 | 2061-04-06 | 15 | 4 | 24.1 | 24.1 | 19.007 | 1 | 2.05 | 9.259 | 79.436 | 1 | 4716981.1321 | 0 | 202.127 | 0.99654
15079 | 2061-04-13 | 16 | 4 | 24.1 | 24.1 | 19.007 | 1 | 2.05 | 9.259 | 69.888 | 1 | 4716981.1321 | 0 | 202.127 | 0.99654
15086 | 2061-04-20 | 17 | 4 | 24.1 | 24.1 | 19.007 | 1 | 2.05 | 9.259 | 88.522 | 1 | 4716981.1321 | 0 | 202.127 | 0.99654
15093 | 2061-04-27 | 18 | 4 | 24.1 | 24.1 | 19.007 | 1 | 2.05 | 9.259 | 96.857 | 1 | 4716981.1321 | 0 | 202.127 | 0.99654
15100 | 2061-05-04 | 19 | 5 | 25.1 | 25.1 | 20.007 | 1 | 2.05 | 9.259 | 95.516 | 1 | 4716981.1321 | 0 | 202.086 | 0.99634
15107 | 2061-05-11 | 20 | 5 | 25.1 | 25.1 | 20.007 | 1 | 2.05 | 9.259 | 43.046 | 1 | 4716981.1321 | 0 | 202.086 | 0.99634
15114 | 2061-05-18 | 21 | 5 | 25.1 | 25.1 | 20.007 | 1 | 2.05 | 9.259 | 37.819 | 1 | 4716981.1321 | 0 | 202.086 | 0.99634
15121 | 2061-05-25 | 22 | 5 | 25.1 | 25.1 | 20.007 | 1 | 2.05 | 9.259 | 31.295 | 1 | 4716981.1321 | 0 | 202.086 | 0.99634
15128 | 2061-06-01 | 23 | 6 | 25.3 | 25.3 | 20.207 | 1 | 2.05 | 9.259 | 25.407 | 1 | 4716981.1321 | 0 | 202.07 | 0.99626
15135 | 2061-06-08 | 24 | 6 | 25.3 | 25.3 | 20.207 | 1 | 2.05 | 9.259 | 28.185 | 1 | 4716981.1321 | 0 | 202.07 | 0.99626
15142 | 2061-06-15 | 25 | 6 | 25.3 | 25.3 | 20.207 | 1 | 2.05 | 9.259 | 19.93 | 1 | 4716981.1321 | 0 | 202.07 | 0.99626
15149 | 2061-06-22 | 26 | 6 | 25.3 | 25.391 | 20.298 | 1 | 2.05 | 9.259 | 10.643 | 1 | 4716981.1321 | 0 | 202.144 | 0.99663
15156 | 2061-06-29 | 27 | 6 | 25.3 | 25.391 | 20.298 | 1 | 2.05 | 9.259 | 8.918 | 0.96317 | 4716981.1321 | 0.062045 | 202.022 | 0.99603
15163 | 2061-07-06 | 28 | 7 | 26 | 26.091 | 20.998 | 1 | 2.05 | 9.259 | 9.185 | 0.99201 | 4716981.1321 | 0.013464 | 199.362 | 0.98291
15170 | 2061-07-13 | 29 | 7 | 26 | 26 | 20.907 | 1 | 2.05 | 9.259 | 9.166 | 0.98996 | 4716981.1321 | 0.016921 | 201.639 | 0.99414
15177 | 2061-07-20 | 30 | 7 | 26 | 26.091 | 20.998 | 1 | 2.05 | 9.259 | 9.186 | 0.99212 | 4716981.1321 | 0.013282 | 199.41 | 0.98315
15184 | 2061-07-27 | 31 | 7 | 26 | 26.091 | 20.998 | 1 | 2.05 | 9.259 | 9.19 | 0.99255 | 4716981.1321 | 0.012555 | 195.905 | 0.96587
15191 | 2061-08-03 | 32 | 8 | 26.4 | 26.491 | 21.398 | 1 | 2.05 | 9.259 | 9.189 | 0.99244 | 4716981.1321 | 0.012737 | 192.811 | 0.95061
15198 | 2061-08-10 | 33 | 8 | 26.4 | 26.491 | 21.398 | 1 | 2.05 | 9.259 | 9.181 | 0.99158 | 4716981.1321 | 0.014192 | 191.978 | 0.94651
15205 | 2061-08-17 | 34 | 8 | 26.4 | 26.491 | 21.398 | 1 | 2.05 | 9.259 | 9.198 | 0.99341 | 4716981.1321 | 0.011099 | 187.297 | 0.92343
15212 | 2061-08-24 | 35 | 8 | 26.4 | 26.491 | 21.398 | 1 | 2.05 | 9.259 | 9.189 | 0.99244 | 4716981.1321 | 0.012737 | 184.296 | 0.90863
15219 | 2061-08-31 | 36 | 8 | 26.4 | 26.491 | 21.398 | 1 | 2.05 | 9.259 | 9.207 | 0.99438 | 4716981.1321 | 0.0094614 | 177.026 | 0.87279
15226 | 2061-09-07 | 37 | 9 | 25 | 25.091 | 19.998 | 1 | 2.05 | 9.259 | 9.195 | 0.99309 | 4716981.1321 | 0.011645 | 173.121 | 0.85354
15233 | 2061-09-14 | 38 | 9 | 25 | 25 | 19.907 | 1 | 2.05 | 9.259 | 9.171 | 0.9905 | 4716981.1321 | 0.016012 | 174.971 | 0.86266
15240 | 2061-09-21 | 39 | 9 | 25 | 25.091 | 19.998 | 1 | 2.05 | 9.259 | 9.199 | 0.99352 | 4716981.1321 | 0.010917 | 170.026 | 0.83828
15247 | 2061-09-28 | 40 | 9 | 25 | 25.091 | 19.998 | 1 | 2.05 | 9.259 | 9.206 | 0.99428 | 4716981.1321 | 0.0096434 | 163.398 | 0.8056
15254 | 2061-10-05 | 41 | 10 | 24.3 | 24.391 | 19.298 | 1 | 2.05 | 9.259 | 6.891 | 0.74425 | 4716981.1321 | 0.43086 | 158.775 | 0.78281
15261 | 2061-10-12 | 42 | 10 | 24.3 | 24.391 | 19.298 | 1 | 2.05 | 9.259 | 6.894 | 0.74457 | 4716981.1321 | 0.43031 | 153.197 | 0.7553
15268 | 2061-10-19 | 43 | 10 | 24.3 | 24.391 | 19.298 | 1 | 2.05 | 9.259 | 6.865 | 0.74144 | 4716981.1321 | 0.43559 | 155.227 | 0.76531
15275 | 2061-10-26 | 44 | 10 | 24.3 | 24.3 | 19.207 | 1 | 2.05 | 9.259 | 11.981 | 1 | 4716981.1321 | 0 | 167.636 | 0.82649
15282 | 2061-11-02 | 45 | 11 | 24.7 | 24.7 | 19.607 | 1 | 2.05 | 9.259 | 9.17 | 0.99039 | 4716981.1321 | 0.016194 | 169.97 | 0.838
15289 | 2061-11-09 | 46 | 11 | 24.7 | 24.7 | 19.607 | 1 | 2.05 | 9.259 | 16.223 | 1 | 4716981.1321 | 0 | 182.88 | 0.90165
15296 | 2061-11-16 | 47 | 11 | 24.7 | 24.7 | 19.607 | 1 | 2.05 | 9.259 | 9.17 | 0.99039 | 4716981.1321 | 0.016194 | 184.893 | 0.91158
15303 | 2061-11-23 | 48 | 11 | 24.7 | 24.791 | 19.698 | 1 | 2.05 | 9.259 | 9.176 | 0.99104 | 4716981.1321 | 0.015102 | 185.931 | 0.91669
15310 | 2061-11-30 | 49 | 11 | 24.7 | 24.7 | 19.607 | 1 | 2.05 | 9.259 | 22.68 | 1 | 4716981.1321 | 0 | 201.228 | 0.99211
15317 | 2061-12-07 | 50 | 12 | 25.5 | 25.5 | 20.407 | 1 | 2.05 | 9.259 | 46.43 | 1 | 4716981.1321 | 0 | 202.085 | 0.99634
15324 | 2061-12-14 | 51 | 12 | 25.5 | 25.5 | 20.407 | 1 | 2.05 | 9.259 | 47.531 | 1 | 4716981.1321 | 0 | 202.085 | 0.99634
15331 | 2061-12-21 | 52 | 12 | 25.5 | 25.5 | 20.407 | 1 | 2.05 | 9.259 | 22.227 | 1 | 4716981.1321 | 0 | 202.085 | 0.99634
15338 | 2061-12-28 | 53 | 12 | 25.5 | 25.5 | 20.407 | 1 | 2.05 | 9.259 | 83.64 | 1 | 4716981.1321 | 0 | 202.085 | 0.99634
15345 | 2062-01-04 | 1 | 1 | 24.7 | 24.7 | 19.607 | 1 | 2.05 | 9.259 | 151.341 | 1 | 4716981.1321 | 0 | 202.117 | 0.99649
15352 | 2062-01-11 | 2 | 1 | 24.7 | 24.7 | 19.607 | 1 | 2.05 | 9.259 | 253.989 | 1 | 4716981.1321 | 0 | 202.117 | 0.99649
15359 | 2062-01-18 | 3 | 1 | 24.7 | 24.7 | 19.607 | 1 | 2.05 | 9.259 | 240.113 | 1 | 4716981.1321 | 0 | 202.117 | 0.99649
15366 | 2062-01-25 | 4 | 1 | 24.7 | 24.7 | 19.607 | 1 | 2.05 | 9.259 | 180.144 | 1 | 4716981.1321 | 0 | 202.117 | 0.99649
15373 | 2062-02-01 | 5 | 2 | 24.4 | 24.4 | 19.307 | 1 | 2.05 | 9.259 | 133.972 | 1 | 4716981.1321 | 0 | 202.126 | 0.99654
15380 | 2062-02-08 | 6 | 2 | 24.4 | 24.4 | 19.307 | 1 | 2.05 | 9.259 | 84.767 | 1 | 4716981.1321 | 0 | 202.126 | 0.99654
15387 | 2062-02-15 | 7 | 2 | 24.4 | 24.4 | 19.307 | 1 | 2.05 | 9.259 | 62.646 | 1 | 4716981.1321 | 0 | 202.126 | 0.99654
15394 | 2062-02-22 | 8 | 2 | 24.4 | 24.4 | 19.307 | 1 | 2.05 | 9.259 | 51.648 | 1 | 4716981.1321 | 0 | 202.126 | 0.99654
15401 | 2062-03-01 | 9 | 3 | 24.1 | 24.1 | 19.007 | 1 | 2.05 | 9.259 | 43.56 | 1 | 4716981.1321 | 0 | 202.13 | 0.99656
15408 | 2062-03-08 | 10 | 3 | 24.1 | 24.1 | 19.007 | 1 | 2.05 | 9.259 | 48.26 | 1 | 4716981.1321 | 0 | 202.13 | 0.99656
15415 | 2062-03-15 | 11 | 3 | 24.1 | 24.1 | 19.007 | 1 | 2.05 | 9.259 | 35.109 | 1 | 4716981.1321 | 0 | 202.13 | 0.99656
15422 | 2062-03-22 | 12 | 3 | 24.1 | 24.1 | 19.007 | 1 | 2.05 | 9.259 | 28.562 | 1 | 4716981.1321 | 0 | 202.13 | 0.99656
15429 | 2062-03-29 | 13 | 3 | 24.1 | 24.1 | 19.007 | 1 | 2.05 | 9.259 | 58.647 | 1 | 4716981.1321 | 0 | 202.13 | 0.99656
15436 | 2062-04-05 | 14 | 4 | 24.1 | 24.1 | 19.007 | 1 | 2.05 | 9.259 | 89.366 | 1 | 4716981.1321 | 0 | 202.127 | 0.99654
15443 | 2062-04-12 | 15 | 4 | 24.1 | 24.1 | 19.007 | 1 | 2.05 | 9.259 | 48.342 | 1 | 4716981.1321 | 0 | 202.127 | 0.99654
15450 | 2062-04-19 | 16 | 4 | 24.1 | 24.1 | 19.007 | 1 | 2.05 | 9.259 | 52.092 | 1 | 4716981.1321 | 0 | 202.127 | 0.99654
15457 | 2062-04-26 | 17 | 4 | 24.1 | 24.1 | 19.007 | 1 | 2.05 | 9.259 | 29.886 | 1 | 4716981.1321 | 0 | 202.127 | 0.99654
15464 | 2062-05-03 | 18 | 5 | 25.1 | 25.1 | 20.007 | 1 | 2.05 | 9.259 | 24.021 | 1 | 4716981.1321 | 0 | 202.086 | 0.99634
15471 | 2062-05-10 | 19 | 5 | 25.1 | 25.1 | 20.007 | 1 | 2.05 | 9.259 | 21.66 | 1 | 4716981.1321 | 0 | 202.086 | 0.99634
15478 | 2062-05-17 | 20 | 5 | 25.1 | 25.1 | 20.007 | 1 | 2.05 | 9.259 | 18.112 | 1 | 4716981.1321 | 0 | 202.086 | 0.99634
15485 | 2062-05-24 | 21 | 5 | 25.1 | 25.1 | 20.007 | 1 | 2.05 | 9.259 | 16.688 | 1 | 4716981.1321 | 0 | 202.086 | 0.99634
15492 | 2062-05-31 | 22 | 5 | 25.1 | 25.1 | 20.007 | 1 | 2.05 | 9.259 | 11.683 | 1 | 4716981.1321 | 0 | 202.086 | 0.99634
15499 | 2062-06-07 | 23 | 6 | 25.3 | 25.391 | 20.298 | 1 | 2.05 | 9.259 | 9.185 | 0.99201 | 4716981.1321 | 0.013464 | 199.234 | 0.98228
15506 | 2062-06-14 | 24 | 6 | 25.3 | 25.391 | 20.298 | 1 | 2.05 | 9.259 | 7.884 | 0.8515 | 4716981.1321 | 0.25018 | 196.392 | 0.96827
15513 | 2062-06-21 | 25 | 6 | 25.3 | 25.391 | 20.298 | 1 | 2.05 | 9.259 | 6.887 | 0.74382 | 4716981.1321 | 0.43159 | 191.822 | 0.94574
15520 | 2062-06-28 | 26 | 6 | 25.3 | 25.391 | 20.298 | 1 | 2.05 | 9.259 | 6.89 | 0.74414 | 4716981.1321 | 0.43104 | 186.712 | 0.92054
15527 | 2062-07-05 | 27 | 7 | 26 | 25.598 | 20.505 | 0.98454 | 2.1314 | 9.259 | 5.974 | 0.64521 | 4716981.1321 | 0.59771 | 180.35 | 0.88918
15534 | 2062-07-12 | 28 | 7 | 26 | 25.598 | 20.505 | 0.98454 | 2.1314 | 9.259 | 5.507 | 0.59477 | 4716981.1321 | 0.68268 | 176.796 | 0.87165
15541 | 2062-07-19 | 29 | 7 | 26 | 25.598 | 20.505 | 0.98454 | 2.1314 | 9.259 | 4.574 | 0.49401 | 4716981.1321 | 0.85244 | 173.063 | 0.85325
15548 | 2062-07-26 | 30 | 7 | 26 | 26.091 | 20.998 | 1 | 2.05 | 9.259 | 6.866 | 0.74155 | 4716981.1321 | 0.43541 | 174.469 | 0.86018
15555 | 2062-08-02 | 31 | 8 | 26.4 | 26.491 | 21.398 | 1 | 2.05 | 9.259 | 6.865 | 0.74144 | 4716981.1321 | 0.43559 | 175.003 | 0.86281
15562 | 2062-08-09 | 32 | 8 | 26.4 | 26.495 | 21.402 | 1 | 2.05 | 9.259 | 6.851 | 0.73993 | 4716981.1321 | 0.43814 | 177.404 | 0.87465
15569 | 2062-08-16 | 33 | 8 | 26.4 | 26.491 | 21.398 | 1 | 2.05 | 9.259 | 6.86 | 0.7409 | 4716981.1321 | 0.4365 | 178.887 | 0.88196
15576 | 2062-08-23 | 34 | 8 | 26.4 | 26.491 | 21.398 | 1 | 2.05 | 9.259 | 6.887 | 0.74382 | 4716981.1321 | 0.43159 | 174.013 | 0.85793
15583 | 2062-08-30 | 35 | 8 | 26.4 | 26.491 | 21.398 | 1 | 2.05 | 9.259 | 6.892 | 0.74436 | 4716981.1321 | 0.43068 | 168.074 | 0.82865
15590 | 2062-09-06 | 36 | 9 | 25 | 25.091 | 19.998 | 1 | 2.05 | 9.259 | 6.873 | 0.7423 | 4716981.1321 | 0.43413 | 167.392 | 0.82529
15597 | 2062-09-13 | 37 | 9 | 25 | 25.091 | 19.998 | 1 | 2.05 | 9.259 | 6.871 | 0.74209 | 4716981.1321 | 0.4345 | 167.055 | 0.82363
15604 | 2062-09-20 | 38 | 9 | 25 | 25.091 | 19.998 | 1 | 2.05 | 9.259 | 6.891 | 0.74425 | 4716981.1321 | 0.43086 | 161.908 | 0.79825
15611 | 2062-09-27 | 39 | 9 | 25 | 25 | 19.907 | 1 | 2.05 | 9.259 | 9.127 | 0.98574 | 4716981.1321 | 0.024018 | 173.731 | 0.85654
15618 | 2062-10-04 | 40 | 10 | 24.3 | 24.391 | 19.298 | 1 | 2.05 | 9.259 | 9.174 | 0.99082 | 4716981.1321 | 0.015466 | 174.99 | 0.86275
15625 | 2062-10-11 | 41 | 10 | 24.3 | 24.391 | 19.298 | 1 | 2.05 | 9.259 | 9.189 | 0.99244 | 4716981.1321 | 0.012737 | 172.801 | 0.85196
15632 | 2062-10-18 | 42 | 10 | 24.3 | 24.391 | 19.298 | 1 | 2.05 | 9.259 | 9.2 | 0.99363 | 4716981.1321 | 0.010735 | 167.948 | 0.82803
15639 | 2062-10-25 | 43 | 10 | 24.3 | 24.391 | 19.298 | 1 | 2.05 | 9.259 | 9.175 | 0.99093 | 4716981.1321 | 0.015284 | 169.528 | 0.83582
15646 | 2062-11-01 | 44 | 11 | 24.7 | 24.7 | 19.607 | 1 | 2.05 | 9.259 | 26.224 | 1 | 4716981.1321 | 0 | 182.57 | 0.90012
15653 | 2062-11-08 | 45 | 11 | 24.7 | 24.7 | 19.607 | 1 | 2.05 | 9.259 | 9.141 | 0.98726 | 4716981.1321 | 0.02147 | 191.516 | 0.94423
15660 | 2062-11-15 | 46 | 11 | 24.7 | 24.7 | 19.607 | 1 | 2.05 | 9.259 | 19.416 | 1 | 4716981.1321 | 0 | 202.124 | 0.99653
15667 | 2062-11-22 | 47 | 11 | 24.7 | 24.7 | 19.607 | 1 | 2.05 | 9.259 | 46.855 | 1 | 4716981.1321 | 0 | 202.124 | 0.99653
15674 | 2062-11-29 | 48 | 11 | 24.7 | 24.7 | 19.607 | 1 | 2.05 | 9.259 | 27.054 | 1 | 4716981.1321 | 0 | 202.124 | 0.99653
15681 | 2062-12-06 | 49 | 12 | 25.5 | 25.5 | 20.407 | 1 | 2.05 | 9.259 | 33.267 | 1 | 4716981.1321 | 0 | 202.085 | 0.99634
15688 | 2062-12-13 | 50 | 12 | 25.5 | 25.5 | 20.407 | 1 | 2.05 | 9.259 | 48.945 | 1 | 4716981.1321 | 0 | 202.085 | 0.99634
15695 | 2062-12-20 | 51 | 12 | 25.5 | 25.5 | 20.407 | 1 | 2.05 | 9.259 | 58.816 | 1 | 4716981.1321 | 0 | 202.085 | 0.99634
15702 | 2062-12-27 | 52 | 12 | 25.5 | 25.5 | 20.407 | 1 | 2.05 | 9.259 | 35.616 | 1 | 4716981.1321 | 0 | 202.085 | 0.99634
15709 | 2063-01-03 | 1 | 1 | 24.7 | 24.7 | 19.607 | 1 | 2.05 | 9.259 | 45.175 | 1 | 4716981.1321 | 0 | 202.117 | 0.99649
15716 | 2063-01-10 | 2 | 1 | 24.7 | 24.7 | 19.607 | 1 | 2.05 | 9.259 | 25.24 | 1 | 4716981.1321 | 0 | 202.117 | 0.99649
15723 | 2063-01-17 | 3 | 1 | 24.7 | 24.791 | 19.698 | 1 | 2.05 | 9.259 | 10.665 | 1 | 4716981.1321 | 0 | 202.192 | 0.99686
15730 | 2063-01-24 | 4 | 1 | 24.7 | 24.7 | 19.607 | 1 | 2.05 | 9.259 | 22.01 | 1 | 4716981.1321 | 0 | 202.117 | 0.99649
15737 | 2063-01-31 | 5 | 1 | 24.7 | 24.7 | 19.607 | 1 | 2.05 | 9.259 | 28.898 | 1 | 4716981.1321 | 0 | 202.117 | 0.99649
15744 | 2063-02-07 | 6 | 2 | 24.4 | 24.4 | 19.307 | 1 | 2.05 | 9.259 | 51.423 | 1 | 4716981.1321 | 0 | 202.126 | 0.99654
15751 | 2063-02-14 | 7 | 2 | 24.4 | 24.4 | 19.307 | 1 | 2.05 | 9.259 | 69.239 | 1 | 4716981.1321 | 0 | 202.126 | 0.99654
15758 | 2063-02-21 | 8 | 2 | 24.4 | 24.4 | 19.307 | 1 | 2.05 | 9.259 | 35.747 | 1 | 4716981.1321 | 0 | 202.126 | 0.99654
15765 | 2063-02-28 | 9 | 2 | 24.4 | 24.4 | 19.307 | 1 | 2.05 | 9.259 | 64.953 | 1 | 4716981.1321 | 0 | 202.126 | 0.99654
15772 | 2063-03-07 | 10 | 3 | 24.1 | 24.1 | 19.007 | 1 | 2.05 | 9.259 | 216.891 | 1 | 4716981.1321 | 0 | 202.13 | 0.99656
15779 | 2063-03-14 | 11 | 3 | 24.1 | 24.1 | 19.007 | 1 | 2.05 | 9.259 | 215.267 | 1 | 4716981.1321 | 0 | 202.13 | 0.99656
15786 | 2063-03-21 | 12 | 3 | 24.1 | 24.1 | 19.007 | 1 | 2.05 | 9.259 | 135.963 | 1 | 4716981.1321 | 0 | 202.13 | 0.99656
15793 | 2063-03-28 | 13 | 3 | 24.1 | 24.1 | 19.007 | 1 | 2.05 | 9.259 | 139.506 | 1 | 4716981.1321 | 0 | 202.13 | 0.99656
15800 | 2063-04-04 | 14 | 4 | 24.1 | 24.1 | 19.007 | 1 | 2.05 | 9.259 | 95.019 | 1 | 4716981.1321 | 0 | 202.127 | 0.99654
15807 | 2063-04-11 | 15 | 4 | 24.1 | 24.1 | 19.007 | 1 | 2.05 | 9.259 | 99.225 | 1 | 4716981.1321 | 0 | 202.127 | 0.99654
15814 | 2063-04-18 | 16 | 4 | 24.1 | 24.1 | 19.007 | 1 | 2.05 | 9.259 | 108.658 | 1 | 4716981.1321 | 0 | 202.127 | 0.99654
15821 | 2063-04-25 | 17 | 4 | 24.1 | 24.1 | 19.007 | 1 | 2.05 | 9.259 | 72.578 | 1 | 4716981.1321 | 0 | 202.127 | 0.99654
15828 | 2063-05-02 | 18 | 5 | 25.1 | 25.1 | 20.007 | 1 | 2.05 | 9.259 | 64.785 | 1 | 4716981.1321 | 0 | 202.086 | 0.99634
15835 | 2063-05-09 | 19 | 5 | 25.1 | 25.1 | 20.007 | 1 | 2.05 | 9.259 | 48.283 | 1 | 4716981.1321 | 0 | 202.086 | 0.99634
15842 | 2063-05-16 | 20 | 5 | 25.1 | 25.1 | 20.007 | 1 | 2.05 | 9.259 | 37.501 | 1 | 4716981.1321 | 0 | 202.086 | 0.99634
15849 | 2063-05-23 | 21 | 5 | 25.1 | 25.1 | 20.007 | 1 | 2.05 | 9.259 | 31.36 | 1 | 4716981.1321 | 0 | 202.086 | 0.99634
15856 | 2063-05-30 | 22 | 5 | 25.1 | 25.1 | 20.007 | 1 | 2.05 | 9.259 | 19.791 | 1 | 4716981.1321 | 0 | 202.086 | 0.99634
15863 | 2063-06-06 | 23 | 6 | 25.3 | 25.3 | 20.207 | 1 | 2.05 | 9.259 | 14.691 | 1 | 4716981.1321 | 0 | 202.07 | 0.99626
15870 | 2063-06-13 | 24 | 6 | 25.3 | 25.3 | 20.207 | 1 | 2.05 | 9.259 | 16.327 | 1 | 4716981.1321 | 0 | 202.07 | 0.99626
15877 | 2063-06-20 | 25 | 6 | 25.3 | 25.3 | 20.207 | 1 | 2.05 | 9.259 | 12.674 | 1 | 4716981.1321 | 0 | 202.07 | 0.99626
15884 | 2063-06-27 | 26 | 6 | 25.3 | 25.3 | 20.207 | 1 | 2.05 | 9.259 | 18.843 | 1 | 4716981.1321 | 0 | 202.07 | 0.99626
15891 | 2063-07-04 | 27 | 7 | 26 | 26 | 20.907 | 1 | 2.05 | 9.259 | 26.65 | 1 | 4716981.1321 | 0 | 202.05 | 0.99616
15898 | 2063-07-11 | 28 | 7 | 26 | 26 | 20.907 | 1 | 2.05 | 9.259 | 10.494 | 1 | 4716981.1321 | 0 | 202.05 | 0.99616
15905 | 2063-07-18 | 29 | 7 | 26 | 26.091 | 20.998 | 1 | 2.05 | 9.259 | 8.937 | 0.96522 | 4716981.1321 | 0.058588 | 201.936 | 0.9956
15912 | 2063-07-25 | 30 | 7 | 26 | 26.091 | 20.998 | 1 | 2.05 | 9.259 | 9.188 | 0.99233 | 4716981.1321 | 0.012919 | 198.828 | 0.98028
15919 | 2063-08-01 | 31 | 8 | 26.4 | 26.4 | 21.307 | 1 | 2.05 | 9.259 | 9.17 | 0.99039 | 4716981.1321 | 0.016194 | 199.36 | 0.9829
15926 | 2063-08-08 | 32 | 8 | 26.4 | 26.491 | 21.398 | 1 | 2.05 | 9.259 | 9.183 | 0.99179 | 4716981.1321 | 0.013828 | 197.352 | 0.973
15933 | 2063-08-15 | 33 | 8 | 26.4 | 26.491 | 21.398 | 1 | 2.05 | 9.259 | 9.181 | 0.99158 | 4716981.1321 | 0.014192 | 196.114 | 0.9669
15940 | 2063-08-22 | 34 | 8 | 26.4 | 26.491 | 21.398 | 1 | 2.05 | 9.259 | 9.178 | 0.99125 | 4716981.1321 | 0.014738 | 195.446 | 0.9636
15947 | 2063-08-29 | 35 | 8 | 26.4 | 26.4 | 21.307 | 1 | 2.05 | 9.259 | 12.179 | 1 | 4716981.1321 | 0 | 202.043 | 0.99613
15954 | 2063-09-05 | 36 | 9 | 25 | 25 | 19.907 | 1 | 2.05 | 9.259 | 30.328 | 1 | 4716981.1321 | 0 | 202.09 | 0.99636
15961 | 2063-09-12 | 37 | 9 | 25 | 25.091 | 19.998 | 1 | 2.05 | 9.259 | 8.908 | 0.96209 | 4716981.1321 | 0.063865 | 202.095 | 0.99639
15968 | 2063-09-19 | 38 | 9 | 25 | 25.091 | 19.998 | 1 | 2.05 | 9.259 | 8.924 | 0.96382 | 4716981.1321 | 0.060954 | 202.024 | 0.99604
15975 | 2063-09-26 | 39 | 9 | 25 | 25.203 | 20.11 | 1 | 2.05 | 9.259 | 11.653 | 1 | 4716981.1321 | 0 | 202.177 | 0.99679
15982 | 2063-10-03 | 40 | 10 | 24.3 | 24.3 | 19.207 | 1 | 2.05 | 9.259 | 15.277 | 1 | 4716981.1321 | 0 | 202.121 | 0.99651
15989 | 2063-10-10 | 41 | 10 | 24.3 | 24.391 | 19.298 | 1 | 2.05 | 9.259 | 9.33 | 1 | 4716981.1321 | 0 | 202.195 | 0.99688
15996 | 2063-10-17 | 42 | 10 | 24.3 | 24.429 | 19.336 | 1 | 2.05 | 9.259 | 12.066 | 1 | 4716981.1321 | 0 | 202.2 | 0.9969
16003 | 2063-10-24 | 43 | 10 | 24.3 | 24.391 | 19.298 | 1 | 2.05 | 9.259 | 8.92 | 0.96339 | 4716981.1321 | 0.061681 | 202.047 | 0.99615
16010 | 2063-10-31 | 44 | 10 | 24.3 | 24.3 | 19.207 | 1 | 2.05 | 9.259 | 43.599 | 1 | 4716981.1321 | 0 | 202.121 | 0.99651
16017 | 2063-11-07 | 45 | 11 | 24.7 | 24.7 | 19.607 | 1 | 2.05 | 9.259 | 61.171 | 1 | 4716981.1321 | 0 | 202.124 | 0.99653
16024 | 2063-11-14 | 46 | 11 | 24.7 | 24.7 | 19.607 | 1 | 2.05 | 9.259 | 159.511 | 1 | 4716981.1321 | 0 | 202.124 | 0.99653
16031 | 2063-11-21 | 47 | 11 | 24.7 | 24.7 | 19.607 | 1 | 2.05 | 9.259 | 190.322 | 1 | 4716981.1321 | 0 | 202.124 | 0.99653
16038 | 2063-11-28 | 48 | 11 | 24.7 | 24.7 | 19.607 | 1 | 2.05 | 9.259 | 124.633 | 1 | 4716981.1321 | 0 | 202.124 | 0.99653
16045 | 2063-12-05 | 49 | 12 | 25.5 | 25.5 | 20.407 | 1 | 2.05 | 9.259 | 56.71 | 1 | 4716981.1321 | 0 | 202.085 | 0.99634
16052 | 2063-12-12 | 50 | 12 | 25.5 | 25.5 | 20.407 | 1 | 2.05 | 9.259 | 39.522 | 1 | 4716981.1321 | 0 | 202.085 | 0.99634
16059 | 2063-12-19 | 51 | 12 | 25.5 | 25.5 | 20.407 | 1 | 2.05 | 9.259 | 34.568 | 1 | 4716981.1321 | 0 | 202.085 | 0.99634
16066 | 2063-12-26 | 52 | 12 | 25.5 | 25.5 | 20.407 | 1 | 2.05 | 9.259 | 59.372 | 1 | 4716981.1321 | 0 | 202.085 | 0.99634
16073 | 2064-01-02 | 1 | 1 | 24.7 | 24.7 | 19.607 | 1 | 2.05 | 9.259 | 51.59 | 1 | 4716981.1321 | 0 | 202.117 | 0.99649
16080 | 2064-01-09 | 2 | 1 | 24.7 | 24.7 | 19.607 | 1 | 2.05 | 9.259 | 46.641 | 1 | 4716981.1321 | 0 | 202.117 | 0.99649
16087 | 2064-01-16 | 3 | 1 | 24.7 | 24.7 | 19.607 | 1 | 2.05 | 9.259 | 45.334 | 1 | 4716981.1321 | 0 | 202.117 | 0.99649
16094 | 2064-01-23 | 4 | 1 | 24.7 | 24.7 | 19.607 | 1 | 2.05 | 9.259 | 48.722 | 1 | 4716981.1321 | 0 | 202.117 | 0.99649
16101 | 2064-01-30 | 5 | 1 | 24.7 | 24.7 | 19.607 | 1 | 2.05 | 9.259 | 48.191 | 1 | 4716981.1321 | 0 | 202.117 | 0.99649
16108 | 2064-02-06 | 6 | 2 | 24.4 | 24.4 | 19.307 | 1 | 2.05 | 9.259 | 28.345 | 1 | 4716981.1321 | 0 | 202.126 | 0.99654
16115 | 2064-02-13 | 7 | 2 | 24.4 | 24.4 | 19.307 | 1 | 2.05 | 9.259 | 38.332 | 1 | 4716981.1321 | 0 | 202.126 | 0.99654
16122 | 2064-02-20 | 8 | 2 | 24.4 | 24.4 | 19.307 | 1 | 2.05 | 9.259 | 39.539 | 1 | 4716981.1321 | 0 | 202.126 | 0.99654
16129 | 2064-02-27 | 9 | 2 | 24.4 | 24.4 | 19.307 | 1 | 2.05 | 9.259 | 45.873 | 1 | 4716981.1321 | 0 | 202.126 | 0.99654
16136 | 2064-03-05 | 10 | 3 | 24.1 | 24.1 | 19.007 | 1 | 2.05 | 9.259 | 27.155 | 1 | 4716981.1321 | 0 | 202.13 | 0.99656
16143 | 2064-03-12 | 11 | 3 | 24.1 | 24.1 | 19.007 | 1 | 2.05 | 9.259 | 190.318 | 1 | 4716981.1321 | 0 | 202.13 | 0.99656
16150 | 2064-03-19 | 12 | 3 | 24.1 | 24.1 | 19.007 | 1 | 2.05 | 9.259 | 248.116 | 1 | 4716981.1321 | 0 | 202.13 | 0.99656
16157 | 2064-03-26 | 13 | 3 | 24.1 | 24.1 | 19.007 | 1 | 2.05 | 9.259 | 118.657 | 1 | 4716981.1321 | 0 | 202.13 | 0.99656
16164 | 2064-04-02 | 14 | 4 | 24.1 | 24.1 | 19.007 | 1 | 2.05 | 9.259 | 60.415 | 1 | 4716981.1321 | 0 | 202.127 | 0.99654
16171 | 2064-04-09 | 15 | 4 | 24.1 | 24.1 | 19.007 | 1 | 2.05 | 9.259 | 42.301 | 1 | 4716981.1321 | 0 | 202.127 | 0.99654
16178 | 2064-04-16 | 16 | 4 | 24.1 | 24.1 | 19.007 | 1 | 2.05 | 9.259 | 111.257 | 1 | 4716981.1321 | 0 | 202.127 | 0.99654
16185 | 2064-04-23 | 17 | 4 | 24.1 | 24.1 | 19.007 | 1 | 2.05 | 9.259 | 90.146 | 1 | 4716981.1321 | 0 | 202.127 | 0.99654
16192 | 2064-04-30 | 18 | 4 | 24.1 | 25.1 | 20.007 | 1 | 2.05 | 9.259 | 53.411 | 1 | 4716981.1321 | 0 | 202.086 | 0.99634
16199 | 2064-05-07 | 19 | 5 | 25.1 | 25.1 | 20.007 | 1 | 2.05 | 9.259 | 48.866 | 1 | 4716981.1321 | 0 | 202.086 | 0.99634
16206 | 2064-05-14 | 20 | 5 | 25.1 | 25.1 | 20.007 | 1 | 2.05 | 9.259 | 29.761 | 1 | 4716981.1321 | 0 | 202.086 | 0.99634
16213 | 2064-05-21 | 21 | 5 | 25.1 | 25.1 | 20.007 | 1 | 2.05 | 9.259 | 38.254 | 1 | 4716981.1321 | 0 | 202.086 | 0.99634
16220 | 2064-05-28 | 22 | 5 | 25.1 | 25.1 | 20.007 | 1 | 2.05 | 9.259 | 65.501 | 1 | 4716981.1321 | 0 | 202.086 | 0.99634
16227 | 2064-06-04 | 23 | 6 | 25.3 | 25.3 | 20.207 | 1 | 2.05 | 9.259 | 49.713 | 1 | 4716981.1321 | 0 | 202.07 | 0.99626
16234 | 2064-06-11 | 24 | 6 | 25.3 | 25.3 | 20.207 | 1 | 2.05 | 9.259 | 57.764 | 1 | 4716981.1321 | 0 | 202.07 | 0.99626
16241 | 2064-06-18 | 25 | 6 | 25.3 | 25.3 | 20.207 | 1 | 2.05 | 9.259 | 63.42 | 1 | 4716981.1321 | 0 | 202.07 | 0.99626
16248 | 2064-06-25 | 26 | 6 | 25.3 | 25.3 | 20.207 | 1 | 2.05 | 9.259 | 27.171 | 1 | 4716981.1321 | 0 | 202.07 | 0.99626
16255 | 2064-07-02 | 27 | 7 | 26 | 26 | 20.907 | 1 | 2.05 | 9.259 | 16.319 | 1 | 4716981.1321 | 0 | 202.05 | 0.99616
16262 | 2064-07-09 | 28 | 7 | 26 | 26 | 20.907 | 1 | 2.05 | 9.259 | 17.195 | 1 | 4716981.1321 | 0 | 202.05 | 0.99616
16269 | 2064-07-16 | 29 | 7 | 26 | 26.357 | 21.264 | 1 | 2.05 | 9.259 | 11.937 | 1 | 4716981.1321 | 0 | 202.149 | 0.99665
16276 | 2064-07-23 | 30 | 7 | 26 | 26.091 | 20.998 | 1 | 2.05 | 9.259 | 9.316 | 1 | 4716981.1321 | 0 | 202.124 | 0.99653
16283 | 2064-07-30 | 31 | 7 | 26 | 26.091 | 20.998 | 1 | 2.05 | 9.259 | 9.194 | 0.99298 | 4716981.1321 | 0.011827 | 198.059 | 0.97649
16290 | 2064-08-06 | 32 | 8 | 26.4 | 26.491 | 21.398 | 1 | 2.05 | 9.259 | 9.19 | 0.99255 | 4716981.1321 | 0.012555 | 194.627 | 0.95957
16297 | 2064-08-13 | 33 | 8 | 26.4 | 26.491 | 21.398 | 1 | 2.05 | 9.259 | 9.184 | 0.9919 | 4716981.1321 | 0.013646 | 192.742 | 0.95027
16304 | 2064-08-20 | 34 | 8 | 26.4 | 26.491 | 21.398 | 1 | 2.05 | 9.259 | 9.192 | 0.99276 | 4716981.1321 | 0.012191 | 188.837 | 0.93102
16311 | 2064-08-27 | 35 | 8 | 26.4 | 26.491 | 21.398 | 1 | 2.05 | 9.259 | 9.208 | 0.99449 | 4716981.1321 | 0.0092795 | 181.334 | 0.89403
16318 | 2064-09-03 | 36 | 9 | 25 | 25.091 | 19.998 | 1 | 2.05 | 9.259 | 9.212 | 0.99492 | 4716981.1321 | 0.0085517 | 173.235 | 0.8541
16325 | 2064-09-10 | 37 | 9 | 25 | 25.091 | 19.998 | 1 | 2.05 | 9.259 | 7.452 | 0.80484 | 4716981.1321 | 0.32879 | 167.18 | 0.82425
16332 | 2064-09-17 | 38 | 9 | 25 | 25.091 | 19.998 | 1 | 2.05 | 9.259 | 6.89 | 0.74414 | 4716981.1321 | 0.43104 | 161.994 | 0.79868
16339 | 2064-09-24 | 39 | 9 | 25 | 25.091 | 19.998 | 1 | 2.05 | 9.259 | 6.895 | 0.74468 | 4716981.1321 | 0.43013 | 155.814 | 0.76821
16346 | 2064-10-01 | 40 | 10 | 24.3 | 24.391 | 19.298 | 1 | 2.05 | 9.259 | 6.894 | 0.74457 | 4716981.1321 | 0.43031 | 150.113 | 0.7401
16353 | 2064-10-08 | 41 | 10 | 24.3 | 24.391 | 19.298 | 1 | 2.05 | 9.259 | 6.881 | 0.74317 | 4716981.1321 | 0.43268 | 147.596 | 0.72769
16360 | 2064-10-15 | 42 | 10 | 24.3 | 24.391 | 19.298 | 1 | 2.05 | 9.259 | 6.884 | 0.74349 | 4716981.1321 | 0.43213 | 144.401 | 0.71194
16367 | 2064-10-22 | 43 | 10 | 24.3 | 24.391 | 19.298 | 1 | 2.05 | 9.259 | 6.886 | 0.74371 | 4716981.1321 | 0.43177 | 141.232 | 0.69631
16374 | 2064-10-29 | 44 | 10 | 24.3 | 24.391 | 19.298 | 1 | 2.05 | 9.259 | 6.891 | 0.74425 | 4716981.1321 | 0.43086 | 136.343 | 0.67221
16381 | 2064-11-05 | 45 | 11 | 24.7 | 24.791 | 19.698 | 1 | 2.05 | 9.259 | 6.888 | 0.74392 | 4716981.1321 | 0.43141 | 132.159 | 0.65158
16388 | 2064-11-12 | 46 | 11 | 24.7 | 24.791 | 19.698 | 1 | 2.05 | 9.259 | 6.865 | 0.74144 | 4716981.1321 | 0.43559 | 133.804 | 0.65969
16395 | 2064-11-19 | 47 | 11 | 24.7 | 24.791 | 19.698 | 1 | 2.05 | 9.259 | 6.878 | 0.74284 | 4716981.1321 | 0.43323 | 132.004 | 0.65082
16402 | 2064-11-26 | 48 | 11 | 24.7 | 24.791 | 19.698 | 1 | 2.05 | 9.259 | 6.884 | 0.74349 | 4716981.1321 | 0.43213 | 129.027 | 0.63614
16409 | 2064-12-03 | 49 | 12 | 25.5 | 25.591 | 20.498 | 1 | 2.05 | 9.259 | 6.874 | 0.74241 | 4716981.1321 | 0.43395 | 127.797 | 0.63008
16416 | 2064-12-10 | 50 | 12 | 25.5 | 25.5 | 20.407 | 1 | 2.05 | 9.259 | 6.835 | 0.7382 | 4716981.1321 | 0.44105 | 135.081 | 0.66599
16423 | 2064-12-17 | 51 | 12 | 25.5 | 25.591 | 20.498 | 1 | 2.05 | 9.259 | 6.868 | 0.74176 | 4716981.1321 | 0.43504 | 135.098 | 0.66607
16430 | 2064-12-24 | 52 | 12 | 25.5 | 25.591 | 20.498 | 1 | 2.05 | 9.259 | 6.865 | 0.74144 | 4716981.1321 | 0.43559 | 135.859 | 0.66982
16437 | 2064-12-31 | 53 | 12 | 25.5 | 25.5 | 20.407 | 1 | 2.05 | 9.259 | 6.835 | 0.7382 | 4716981.1321 | 0.44105 | 142.878 | 0.70443
16444 | 2065-01-07 | 2 | 1 | 24.7 | 24.7 | 19.607 | 1 | 2.05 | 9.259 | 6.853 | 0.74014 | 4716981.1321 | 0.43777 | 146.377 | 0.72168
16451 | 2065-01-14 | 3 | 1 | 24.7 | 24.7 | 19.607 | 1 | 2.05 | 9.259 | 44.882 | 1 | 4716981.1321 | 0 | 158.982 | 0.78383
16458 | 2065-01-21 | 4 | 1 | 24.7 | 24.7 | 19.607 | 1 | 2.05 | 9.259 | 40.854 | 1 | 4716981.1321 | 0 | 171.736 | 0.84671
16465 | 2065-01-28 | 5 | 1 | 24.7 | 24.7 | 19.607 | 1 | 2.05 | 9.259 | 19.011 | 1 | 4716981.1321 | 0 | 184.148 | 0.9079
16472 | 2065-02-04 | 6 | 2 | 24.4 | 24.4 | 19.307 | 1 | 2.05 | 9.259 | 9.132 | 0.98628 | 4716981.1321 | 0.023108 | 195.13 | 0.96205
16479 | 2065-02-11 | 7 | 2 | 24.4 | 24.4 | 19.307 | 1 | 2.05 | 9.259 | 9.15 | 0.98823 | 4716981.1321 | 0.019833 | 201.899 | 0.99542
16486 | 2065-02-18 | 8 | 2 | 24.4 | 24.4 | 19.307 | 1 | 2.05 | 9.259 | 14.593 | 1 | 4716981.1321 | 0 | 202.126 | 0.99654
16493 | 2065-02-25 | 9 | 2 | 24.4 | 24.4 | 19.307 | 1 | 2.05 | 9.259 | 13.136 | 1 | 4716981.1321 | 0 | 202.126 | 0.99654
16500 | 2065-03-04 | 10 | 3 | 24.1 | 24.1 | 19.007 | 1 | 2.05 | 9.259 | 14.489 | 1 | 4716981.1321 | 0 | 202.13 | 0.99656
16507 | 2065-03-11 | 11 | 3 | 24.1 | 24.1 | 19.007 | 1 | 2.05 | 9.259 | 25.862 | 1 | 4716981.1321 | 0 | 202.13 | 0.99656
16514 | 2065-03-18 | 12 | 3 | 24.1 | 24.1 | 19.007 | 1 | 2.05 | 9.259 | 55.289 | 1 | 4716981.1321 | 0 | 202.13 | 0.99656
16521 | 2065-03-25 | 13 | 3 | 24.1 | 24.1 | 19.007 | 1 | 2.05 | 9.259 | 45.448 | 1 | 4716981.1321 | 0 | 202.13 | 0.99656
16528 | 2065-04-01 | 14 | 4 | 24.1 | 24.1 | 19.007 | 1 | 2.05 | 9.259 | 26.478 | 1 | 4716981.1321 | 0 | 202.127 | 0.99654
16535 | 2065-04-08 | 15 | 4 | 24.1 | 24.1 | 19.007 | 1 | 2.05 | 9.259 | 32.871 | 1 | 4716981.1321 | 0 | 202.127 | 0.99654
16542 | 2065-04-15 | 16 | 4 | 24.1 | 24.1 | 19.007 | 1 | 2.05 | 9.259 | 21.579 | 1 | 4716981.1321 | 0 | 202.127 | 0.99654
16549 | 2065-04-22 | 17 | 4 | 24.1 | 24.1 | 19.007 | 1 | 2.05 | 9.259 | 18.009 | 1 | 4716981.1321 | 0 | 202.127 | 0.99654
16556 | 2065-04-29 | 18 | 4 | 24.1 | 24.1 | 19.007 | 1 | 2.05 | 9.259 | 19.496 | 1 | 4716981.1321 | 0 | 202.127 | 0.99654
16563 | 2065-05-06 | 19 | 5 | 25.1 | 25.1 | 20.007 | 1 | 2.05 | 9.259 | 13.142 | 1 | 4716981.1321 | 0 | 202.086 | 0.99634
16570 | 2065-05-13 | 20 | 5 | 25.1 | 25.191 | 20.098 | 1 | 2.05 | 9.259 | 9.138 | 0.98693 | 4716981.1321 | 0.022016 | 200.418 | 0.98812
16577 | 2065-05-20 | 21 | 5 | 25.1 | 25.191 | 20.098 | 1 | 2.05 | 9.259 | 9.189 | 0.99244 | 4716981.1321 | 0.012737 | 197.441 | 0.97344
16584 | 2065-05-27 | 22 | 5 | 25.1 | 25.191 | 20.098 | 1 | 2.05 | 9.259 | 9.124 | 0.98542 | 4716981.1321 | 0.024563 | 196.46 | 0.9686
16591 | 2065-06-03 | 23 | 6 | 25.3 | 25.391 | 20.298 | 1 | 2.05 | 9.259 | 6.888 | 0.74392 | 4716981.1321 | 0.43141 | 191.726 | 0.94526
16598 | 2065-06-10 | 24 | 6 | 25.3 | 25.391 | 20.298 | 1 | 2.05 | 9.259 | 6.885 | 0.7436 | 4716981.1321 | 0.43195 | 187.577 | 0.92481
16605 | 2065-06-17 | 25 | 6 | 25.3 | 25.391 | 20.298 | 1 | 2.05 | 9.259 | 6.873 | 0.7423 | 4716981.1321 | 0.43413 | 186.343 | 0.91872
16612 | 2065-06-24 | 26 | 6 | 25.3 | 24.911 | 19.818 | 0.98462 | 2.131 | 9.259 | 4.748 | 0.5128 | 4716981.1321 | 0.82078 | 183.224 | 0.90335
16619 | 2065-07-01 | 27 | 7 | 26 | 25.597 | 20.504 | 0.9845 | 2.1316 | 9.259 | 4.582 | 0.49487 | 4716981.1321 | 0.85098 | 178.558 | 0.88034
16626 | 2065-07-08 | 28 | 7 | 26 | 25.597 | 20.504 | 0.9845 | 2.1316 | 9.259 | 4.567 | 0.49325 | 4716981.1321 | 0.85371 | 177.562 | 0.87543
16633 | 2065-07-15 | 29 | 7 | 26 | 25.597 | 20.504 | 0.9845 | 2.1316 | 9.259 | 4.57 | 0.49357 | 4716981.1321 | 0.85317 | 175.142 | 0.8635
16640 | 2065-07-22 | 30 | 7 | 26 | 26 | 20.907 | 1 | 2.05 | 9.259 | 6.843 | 0.73906 | 4716981.1321 | 0.43959 | 180.39 | 0.88937
16647 | 2065-07-29 | 31 | 7 | 26 | 26 | 20.907 | 1 | 2.05 | 9.259 | 6.856 | 0.74047 | 4716981.1321 | 0.43723 | 182.497 | 0.89976
16654 | 2065-08-05 | 32 | 8 | 26.4 | 26.491 | 21.398 | 1 | 2.05 | 9.259 | 6.879 | 0.74295 | 4716981.1321 | 0.43304 | 179.286 | 0.88393
16661 | 2065-08-12 | 33 | 8 | 26.4 | 26.491 | 21.398 | 1 | 2.05 | 9.259 | 6.894 | 0.74457 | 4716981.1321 | 0.43031 | 172.684 | 0.85138
16668 | 2065-08-19 | 34 | 8 | 26.4 | 26.491 | 21.398 | 1 | 2.05 | 9.259 | 6.889 | 0.74403 | 4716981.1321 | 0.43122 | 167.378 | 0.82522
16675 | 2065-08-26 | 35 | 8 | 26.4 | 26.491 | 21.398 | 1 | 2.05 | 9.259 | 6.886 | 0.74371 | 4716981.1321 | 0.43177 | 162.76 | 0.80245
16682 | 2065-09-02 | 36 | 9 | 25 | 25.091 | 19.998 | 1 | 2.05 | 9.259 | 6.859 | 0.74079 | 4716981.1321 | 0.43668 | 165.749 | 0.81719
16689 | 2065-09-09 | 37 | 9 | 25 | 25 | 19.907 | 1 | 2.05 | 9.259 | 9.157 | 0.98898 | 4716981.1321 | 0.018559 | 170.208 | 0.83917
16696 | 2065-09-16 | 38 | 9 | 25 | 25.091 | 19.998 | 1 | 2.05 | 9.259 | 9.187 | 0.99222 | 4716981.1321 | 0.0131 | 168.012 | 0.82835
16703 | 2065-09-23 | 39 | 9 | 25 | 25 | 19.907 | 1 | 2.05 | 9.259 | 21.457 | 1 | 4716981.1321 | 0 | 179.515 | 0.88506
16710 | 2065-09-30 | 40 | 9 | 25 | 25 | 19.907 | 1 | 2.05 | 9.259 | 11.858 | 1 | 4716981.1321 | 0 | 191.601 | 0.94465
16717 | 2065-10-07 | 41 | 10 | 24.3 | 24.3 | 19.207 | 1 | 2.05 | 9.259 | 9.168 | 0.99017 | 4716981.1321 | 0.016558 | 193.485 | 0.95394
16724 | 2065-10-14 | 42 | 10 | 24.3 | 24.391 | 19.298 | 1 | 2.05 | 9.259 | 9.178 | 0.99125 | 4716981.1321 | 0.014738 | 193.962 | 0.95629
16731 | 2065-10-21 | 43 | 10 | 24.3 | 24.391 | 19.298 | 1 | 2.05 | 9.259 | 9.184 | 0.9919 | 4716981.1321 | 0.013646 | 192.691 | 0.95002
16738 | 2065-10-28 | 44 | 10 | 24.3 | 24.391 | 19.298 | 1 | 2.05 | 9.259 | 9.182 | 0.99168 | 4716981.1321 | 0.01401 | 191.875 | 0.946
16745 | 2065-11-04 | 45 | 11 | 24.7 | 24.7 | 19.607 | 1 | 2.05 | 9.259 | 9.166 | 0.98996 | 4716981.1321 | 0.016921 | 194.52 | 0.95904
16752 | 2065-11-11 | 46 | 11 | 24.7 | 24.7 | 19.607 | 1 | 2.05 | 9.259 | 9.16 | 0.98931 | 4716981.1321 | 0.018013 | 198.56 | 0.97896
16759 | 2065-11-18 | 47 | 11 | 24.7 | 24.7 | 19.607 | 1 | 2.05 | 9.259 | 34.739 | 1 | 4716981.1321 | 0 | 202.124 | 0.99653
16766 | 2065-11-25 | 48 | 11 | 24.7 | 24.7 | 19.607 | 1 | 2.05 | 9.259 | 96.654 | 1 | 4716981.1321 | 0 | 202.124 | 0.99653
16773 | 2065-12-02 | 49 | 12 | 25.5 | 25.5 | 20.407 | 1 | 2.05 | 9.259 | 137.828 | 1 | 4716981.1321 | 0 | 202.085 | 0.99634
16780 | 2065-12-09 | 50 | 12 | 25.5 | 25.5 | 20.407 | 1 | 2.05 | 9.259 | 166.787 | 1 | 4716981.1321 | 0 | 202.085 | 0.99634
16787 | 2065-12-16 | 51 | 12 | 25.5 | 25.5 | 20.407 | 1 | 2.05 | 9.259 | 182.296 | 1 | 4716981.1321 | 0 | 202.085 | 0.99634
16794 | 2065-12-23 | 52 | 12 | 25.5 | 25.5 | 20.407 | 1 | 2.05 | 9.259 | 189.184 | 1 | 4716981.1321 | 0 | 202.085 | 0.99634
16801 | 2065-12-30 | 53 | 12 | 25.5 | 25.5 | 20.407 | 1 | 2.05 | 9.259 | 197.71 | 1 | 4716981.1321 | 0 | 202.085 | 0.99634
16808 | 2066-01-06 | 2 | 1 | 24.7 | 24.7 | 19.607 | 1 | 2.05 | 9.259 | 98.995 | 1 | 4716981.1321 | 0 | 202.117 | 0.99649
16815 | 2066-01-13 | 3 | 1 | 24.7 | 24.7 | 19.607 | 1 | 2.05 | 9.259 | 59.77 | 1 | 4716981.1321 | 0 | 202.117 | 0.99649
16822 | 2066-01-20 | 4 | 1 | 24.7 | 24.7 | 19.607 | 1 | 2.05 | 9.259 | 70.142 | 1 | 4716981.1321 | 0 | 202.117 | 0.99649
16829 | 2066-01-27 | 5 | 1 | 24.7 | 24.7 | 19.607 | 1 | 2.05 | 9.259 | 106.964 | 1 | 4716981.1321 | 0 | 202.117 | 0.99649
16836 | 2066-02-03 | 6 | 2 | 24.4 | 24.4 | 19.307 | 1 | 2.05 | 9.259 | 121.507 | 1 | 4716981.1321 | 0 | 202.126 | 0.99654
16843 | 2066-02-10 | 7 | 2 | 24.4 | 24.4 | 19.307 | 1 | 2.05 | 9.259 | 187.128 | 1 | 4716981.1321 | 0 | 202.126 | 0.99654
16850 | 2066-02-17 | 8 | 2 | 24.4 | 24.4 | 19.307 | 1 | 2.05 | 9.259 | 171.564 | 1 | 4716981.1321 | 0 | 202.126 | 0.99654
16857 | 2066-02-24 | 9 | 2 | 24.4 | 24.4 | 19.307 | 1 | 2.05 | 9.259 | 257.005 | 1 | 4716981.1321 | 0 | 202.126 | 0.99654
16864 | 2066-03-03 | 10 | 3 | 24.1 | 24.1 | 19.007 | 1 | 2.05 | 9.259 | 119.635 | 1 | 4716981.1321 | 0 | 202.13 | 0.99656
16871 | 2066-03-10 | 11 | 3 | 24.1 | 24.1 | 19.007 | 1 | 2.05 | 9.259 | 69.39 | 1 | 4716981.1321 | 0 | 202.13 | 0.99656
16878 | 2066-03-17 | 12 | 3 | 24.1 | 24.1 | 19.007 | 1 | 2.05 | 9.259 | 59.696 | 1 | 4716981.1321 | 0 | 202.13 | 0.99656
16885 | 2066-03-24 | 13 | 3 | 24.1 | 24.1 | 19.007 | 1 | 2.05 | 9.259 | 54.103 | 1 | 4716981.1321 | 0 | 202.13 | 0.99656
16892 | 2066-03-31 | 14 | 3 | 24.1 | 24.1 | 19.007 | 1 | 2.05 | 9.259 | 55.091 | 1 | 4716981.1321 | 0 | 202.13 | 0.99656
16899 | 2066-04-07 | 15 | 4 | 24.1 | 24.1 | 19.007 | 1 | 2.05 | 9.259 | 62.792 | 1 | 4716981.1321 | 0 | 202.127 | 0.99654
16906 | 2066-04-14 | 16 | 4 | 24.1 | 24.1 | 19.007 | 1 | 2.05 | 9.259 | 190.031 | 1 | 4716981.1321 | 0 | 202.127 | 0.99654
16913 | 2066-04-21 | 17 | 4 | 24.1 | 24.1 | 19.007 | 1 | 2.05 | 9.259 | 197.348 | 1 | 4716981.1321 | 0 | 202.127 | 0.99654
16920 | 2066-04-28 | 18 | 4 | 24.1 | 24.1 | 19.007 | 1 | 2.05 | 9.259 | 70.9 | 1 | 4716981.1321 | 0 | 202.127 | 0.99654
16927 | 2066-05-05 | 19 | 5 | 25.1 | 25.1 | 20.007 | 1 | 2.05 | 9.259 | 86.817 | 1 | 4716981.1321 | 0 | 202.086 | 0.99634
16934 | 2066-05-12 | 20 | 5 | 25.1 | 25.1 | 20.007 | 1 | 2.05 | 9.259 | 87.734 | 1 | 4716981.1321 | 0 | 202.086 | 0.99634
16941 | 2066-05-19 | 21 | 5 | 25.1 | 25.1 | 20.007 | 1 | 2.05 | 9.259 | 55.167 | 1 | 4716981.1321 | 0 | 202.086 | 0.99634
16948 | 2066-05-26 | 22 | 5 | 25.1 | 25.1 | 20.007 | 1 | 2.05 | 9.259 | 43.019 | 1 | 4716981.1321 | 0 | 202.086 | 0.99634
16955 | 2066-06-02 | 23 | 6 | 25.3 | 25.3 | 20.207 | 1 | 2.05 | 9.259 | 29.315 | 1 | 4716981.1321 | 0 | 202.07 | 0.99626
16962 | 2066-06-09 | 24 | 6 | 25.3 | 25.3 | 20.207 | 1 | 2.05 | 9.259 | 27.614 | 1 | 4716981.1321 | 0 | 202.07 | 0.99626
16969 | 2066-06-16 | 25 | 6 | 25.3 | 25.3 | 20.207 | 1 | 2.05 | 9.259 | 27.263 | 1 | 4716981.1321 | 0 | 202.07 | 0.99626
16976 | 2066-06-23 | 26 | 6 | 25.3 | 25.3 | 20.207 | 1 | 2.05 | 9.259 | 43.53 | 1 | 4716981.1321 | 0 | 202.07 | 0.99626
16983 | 2066-06-30 | 27 | 6 | 25.3 | 25.3 | 20.207 | 1 | 2.05 | 9.259 | 21.364 | 1 | 4716981.1321 | 0 | 202.07 | 0.99626
16990 | 2066-07-07 | 28 | 7 | 26 | 26 | 20.907 | 1 | 2.05 | 9.259 | 20.9 | 1 | 4716981.1321 | 0 | 202.05 | 0.99616
16997 | 2066-07-14 | 29 | 7 | 26 | 26 | 20.907 | 1 | 2.05 | 9.259 | 19.837 | 1 | 4716981.1321 | 0 | 202.05 | 0.99616
17004 | 2066-07-21 | 30 | 7 | 26 | 26 | 20.907 | 1 | 2.05 | 9.259 | 17.274 | 1 | 4716981.1321 | 0 | 202.05 | 0.99616
17011 | 2066-07-28 | 31 | 7 | 26 | 26 | 20.907 | 1 | 2.05 | 9.259 | 19.6 | 1 | 4716981.1321 | 0 | 202.05 | 0.99616
17018 | 2066-08-04 | 32 | 8 | 26.4 | 26.4 | 21.307 | 1 | 2.05 | 9.259 | 32.538 | 1 | 4716981.1321 | 0 | 202.043 | 0.99613
17025 | 2066-08-11 | 33 | 8 | 26.4 | 26.4 | 21.307 | 1 | 2.05 | 9.259 | 18.483 | 1 | 4716981.1321 | 0 | 202.043 | 0.99613
17032 | 2066-08-18 | 34 | 8 | 26.4 | 26.491 | 21.398 | 1 | 2.05 | 9.259 | 8.925 | 0.96393 | 4716981.1321 | 0.060772 | 201.986 | 0.99585
17039 | 2066-08-25 | 35 | 8 | 26.4 | 26.4 | 21.307 | 1 | 2.05 | 9.259 | 20.883 | 1 | 4716981.1321 | 0 | 202.043 | 0.99613
17046 | 2066-09-01 | 36 | 9 | 25 | 25 | 19.907 | 1 | 2.05 | 9.259 | 29.999 | 1 | 4716981.1321 | 0 | 202.09 | 0.99636
17053 | 2066-09-08 | 37 | 9 | 25 | 25.292 | 20.199 | 1 | 2.05 | 9.259 | 11.8 | 1 | 4716981.1321 | 0 | 202.2 | 0.9969
17060 | 2066-09-15 | 38 | 9 | 25 | 25.151 | 20.058 | 1 | 2.05 | 9.259 | 11.787 | 1 | 4716981.1321 | 0 | 202.172 | 0.99677
17067 | 2066-09-22 | 39 | 9 | 25 | 25.091 | 19.998 | 1 | 2.05 | 9.259 | 9.143 | 0.98747 | 4716981.1321 | 0.021106 | 200.216 | 0.98712
17074 | 2066-09-29 | 40 | 9 | 25 | 25 | 19.907 | 1 | 2.05 | 9.259 | 44.787 | 1 | 4716981.1321 | 0 | 202.09 | 0.99636
17081 | 2066-10-06 | 41 | 10 | 24.3 | 24.3 | 19.207 | 1 | 2.05 | 9.259 | 53.52 | 1 | 4716981.1321 | 0 | 202.121 | 0.99651
17088 | 2066-10-13 | 42 | 10 | 24.3 | 24.3 | 19.207 | 1 | 2.05 | 9.259 | 132.401 | 1 | 4716981.1321 | 0 | 202.121 | 0.99651
17095 | 2066-10-20 | 43 | 10 | 24.3 | 24.3 | 19.207 | 1 | 2.05 | 9.259 | 185.338 | 1 | 4716981.1321 | 0 | 202.121 | 0.99651
17102 | 2066-10-27 | 44 | 10 | 24.3 | 24.3 | 19.207 | 1 | 2.05 | 9.259 | 66.8 | 1 | 4716981.1321 | 0 | 202.121 | 0.99651
17109 | 2066-11-03 | 45 | 11 | 24.7 | 24.7 | 19.607 | 1 | 2.05 | 9.259 | 91.305 | 1 | 4716981.1321 | 0 | 202.124 | 0.99653
17116 | 2066-11-10 | 46 | 11 | 24.7 | 24.7 | 19.607 | 1 | 2.05 | 9.259 | 65.778 | 1 | 4716981.1321 | 0 | 202.124 | 0.99653
17123 | 2066-11-17 | 47 | 11 | 24.7 | 24.7 | 19.607 | 1 | 2.05 | 9.259 | 52.389 | 1 | 4716981.1321 | 0 | 202.124 | 0.99653
17130 | 2066-11-24 | 48 | 11 | 24.7 | 24.7 | 19.607 | 1 | 2.05 | 9.259 | 53.748 | 1 | 4716981.1321 | 0 | 202.124 | 0.99653
17137 | 2066-12-01 | 49 | 12 | 25.5 | 25.5 | 20.407 | 1 | 2.05 | 9.259 | 100.449 | 1 | 4716981.1321 | 0 | 202.085 | 0.99634
17144 | 2066-12-08 | 50 | 12 | 25.5 | 25.5 | 20.407 | 1 | 2.05 | 9.259 | 157.595 | 1 | 4716981.1321 | 0 | 202.085 | 0.99634
17151 | 2066-12-15 | 51 | 12 | 25.5 | 25.5 | 20.407 | 1 | 2.05 | 9.259 | 111.403 | 1 | 4716981.1321 | 0 | 202.085 | 0.99634
17158 | 2066-12-22 | 52 | 12 | 25.5 | 25.5 | 20.407 | 1 | 2.05 | 9.259 | 75.776 | 1 | 4716981.1321 | 0 | 202.085 | 0.99634
17165 | 2066-12-29 | 53 | 12 | 25.5 | 25.5 | 20.407 | 1 | 2.05 | 9.259 | 155.163 | 1 | 4716981.1321 | 0 | 202.085 | 0.99634
17172 | 2067-01-05 | 2 | 1 | 24.7 | 24.7 | 19.607 | 1 | 2.05 | 9.259 | 75.219 | 1 | 4716981.1321 | 0 | 202.117 | 0.99649
17179 | 2067-01-12 | 3 | 1 | 24.7 | 24.7 | 19.607 | 1 | 2.05 | 9.259 | 69.812 | 1 | 4716981.1321 | 0 | 202.117 | 0.99649
17186 | 2067-01-19 | 4 | 1 | 24.7 | 24.7 | 19.607 | 1 | 2.05 | 9.259 | 116.253 | 1 | 4716981.1321 | 0 | 202.117 | 0.99649
17193 | 2067-01-26 | 5 | 1 | 24.7 | 24.7 | 19.607 | 1 | 2.05 | 9.259 | 167.579 | 1 | 4716981.1321 | 0 | 202.117 | 0.99649
17200 | 2067-02-02 | 6 | 2 | 24.4 | 24.4 | 19.307 | 1 | 2.05 | 9.259 | 80.49 | 1 | 4716981.1321 | 0 | 202.126 | 0.99654
17207 | 2067-02-09 | 7 | 2 | 24.4 | 24.4 | 19.307 | 1 | 2.05 | 9.259 | 57.365 | 1 | 4716981.1321 | 0 | 202.126 | 0.99654
17214 | 2067-02-16 | 8 | 2 | 24.4 | 24.4 | 19.307 | 1 | 2.05 | 9.259 | 150.681 | 1 | 4716981.1321 | 0 | 202.126 | 0.99654
17221 | 2067-02-23 | 9 | 2 | 24.4 | 24.4 | 19.307 | 1 | 2.05 | 9.259 | 194.731 | 1 | 4716981.1321 | 0 | 202.126 | 0.99654
17228 | 2067-03-02 | 10 | 3 | 24.1 | 24.1 | 19.007 | 1 | 2.05 | 9.259 | 154.694 | 1 | 4716981.1321 | 0 | 202.13 | 0.99656
17235 | 2067-03-09 | 11 | 3 | 24.1 | 24.1 | 19.007 | 1 | 2.05 | 9.259 | 225.814 | 1 | 4716981.1321 | 0 | 202.13 | 0.99656
17242 | 2067-03-16 | 12 | 3 | 24.1 | 24.1 | 19.007 | 1 | 2.05 | 9.259 | 91.39 | 1 | 4716981.1321 | 0 | 202.13 | 0.99656
17249 | 2067-03-23 | 13 | 3 | 24.1 | 24.1 | 19.007 | 1 | 2.05 | 9.259 | 69.052 | 1 | 4716981.1321 | 0 | 202.13 | 0.99656
17256 | 2067-03-30 | 14 | 3 | 24.1 | 24.1 | 19.007 | 1 | 2.05 | 9.259 | 58.72 | 1 | 4716981.1321 | 0 | 202.13 | 0.99656
17263 | 2067-04-06 | 15 | 4 | 24.1 | 24.1 | 19.007 | 1 | 2.05 | 9.259 | 77.589 | 1 | 4716981.1321 | 0 | 202.127 | 0.99654
17270 | 2067-04-13 | 16 | 4 | 24.1 | 24.1 | 19.007 | 1 | 2.05 | 9.259 | 57.307 | 1 | 4716981.1321 | 0 | 202.127 | 0.99654
17277 | 2067-04-20 | 17 | 4 | 24.1 | 24.1 | 19.007 | 1 | 2.05 | 9.259 | 53.359 | 1 | 4716981.1321 | 0 | 202.127 | 0.99654
17284 | 2067-04-27 | 18 | 4 | 24.1 | 24.1 | 19.007 | 1 | 2.05 | 9.259 | 44.386 | 1 | 4716981.1321 | 0 | 202.127 | 0.99654
17291 | 2067-05-04 | 19 | 5 | 25.1 | 25.1 | 20.007 | 1 | 2.05 | 9.259 | 87.453 | 1 | 4716981.1321 | 0 | 202.086 | 0.99634
17298 | 2067-05-11 | 20 | 5 | 25.1 | 25.1 | 20.007 | 1 | 2.05 | 9.259 | 85.78 | 1 | 4716981.1321 | 0 | 202.086 | 0.99634
17305 | 2067-05-18 | 21 | 5 | 25.1 | 25.1 | 20.007 | 1 | 2.05 | 9.259 | 76.459 | 1 | 4716981.1321 | 0 | 202.086 | 0.99634
17312 | 2067-05-25 | 22 | 5 | 25.1 | 25.1 | 20.007 | 1 | 2.05 | 9.259 | 105.397 | 1 | 4716981.1321 | 0 | 202.086 | 0.99634
17319 | 2067-06-01 | 23 | 6 | 25.3 | 25.3 | 20.207 | 1 | 2.05 | 9.259 | 60.172 | 1 | 4716981.1321 | 0 | 202.07 | 0.99626
17326 | 2067-06-08 | 24 | 6 | 25.3 | 25.3 | 20.207 | 1 | 2.05 | 9.259 | 40.385 | 1 | 4716981.1321 | 0 | 202.07 | 0.99626
17333 | 2067-06-15 | 25 | 6 | 25.3 | 25.3 | 20.207 | 1 | 2.05 | 9.259 | 26.693 | 1 | 4716981.1321 | 0 | 202.07 | 0.99626
17340 | 2067-06-22 | 26 | 6 | 25.3 | 25.3 | 20.207 | 1 | 2.05 | 9.259 | 51.271 | 1 | 4716981.1321 | 0 | 202.07 | 0.99626
17347 | 2067-06-29 | 27 | 6 | 25.3 | 25.3 | 20.207 | 1 | 2.05 | 9.259 | 27.451 | 1 | 4716981.1321 | 0 | 202.07 | 0.99626
17354 | 2067-07-06 | 28 | 7 | 26 | 26 | 20.907 | 1 | 2.05 | 9.259 | 16.143 | 1 | 4716981.1321 | 0 | 202.05 | 0.99616
17361 | 2067-07-13 | 29 | 7 | 26 | 26 | 20.907 | 1 | 2.05 | 9.259 | 11.853 | 1 | 4716981.1321 | 0 | 202.05 | 0.99616
17368 | 2067-07-20 | 30 | 7 | 26 | 26 | 20.907 | 1 | 2.05 | 9.259 | 26.773 | 1 | 4716981.1321 | 0 | 202.05 | 0.99616
17375 | 2067-07-27 | 31 | 7 | 26 | 26 | 20.907 | 1 | 2.05 | 9.259 | 19.223 | 1 | 4716981.1321 | 0 | 202.05 | 0.99616
17382 | 2067-08-03 | 32 | 8 | 26.4 | 26.4 | 21.307 | 1 | 2.05 | 9.259 | 13.875 | 1 | 4716981.1321 | 0 | 202.043 | 0.99613
17389 | 2067-08-10 | 33 | 8 | 26.4 | 26.4 | 21.307 | 1 | 2.05 | 9.259 | 14.705 | 1 | 4716981.1321 | 0 | 202.043 | 0.99613
17396 | 2067-08-17 | 34 | 8 | 26.4 | 26.4 | 21.307 | 1 | 2.05 | 9.259 | 19.904 | 1 | 4716981.1321 | 0 | 202.043 | 0.99613
17403 | 2067-08-24 | 35 | 8 | 26.4 | 26.491 | 21.398 | 1 | 2.05 | 9.259 | 9.066 | 0.97916 | 4716981.1321 | 0.035117 | 201.157 | 0.99176
17410 | 2067-08-31 | 36 | 8 | 26.4 | 26.491 | 21.398 | 1 | 2.05 | 9.259 | 9.127 | 0.98574 | 4716981.1321 | 0.024018 | 201.615 | 0.99402
17417 | 2067-09-07 | 37 | 9 | 25 | 25.091 | 19.998 | 1 | 2.05 | 9.259 | 9.185 | 0.99201 | 4716981.1321 | 0.013464 | 202.165 | 0.99673
17424 | 2067-09-14 | 38 | 9 | 25 | 25.249 | 20.156 | 1 | 2.05 | 9.259 | 12.054 | 1 | 4716981.1321 | 0 | 202.182 | 0.99682
17431 | 2067-09-21 | 39 | 9 | 25 | 25 | 19.907 | 1 | 2.05 | 9.259 | 14.177 | 1 | 4716981.1321 | 0 | 202.09 | 0.99636
17438 | 2067-09-28 | 40 | 9 | 25 | 25 | 19.907 | 1 | 2.05 | 9.259 | 16.867 | 1 | 4716981.1321 | 0 | 202.09 | 0.99636
17445 | 2067-10-05 | 41 | 10 | 24.3 | 24.3 | 19.207 | 1 | 2.05 | 9.259 | 19.473 | 1 | 4716981.1321 | 0 | 202.121 | 0.99651
17452 | 2067-10-12 | 42 | 10 | 24.3 | 24.3 | 19.207 | 1 | 2.05 | 9.259 | 65.338 | 1 | 4716981.1321 | 0 | 202.121 | 0.99651
17459 | 2067-10-19 | 43 | 10 | 24.3 | 24.3 | 19.207 | 1 | 2.05 | 9.259 | 73.827 | 1 | 4716981.1321 | 0 | 202.121 | 0.99651
17466 | 2067-10-26 | 44 | 10 | 24.3 | 24.3 | 19.207 | 1 | 2.05 | 9.259 | 138.772 | 1 | 4716981.1321 | 0 | 202.121 | 0.99651
17473 | 2067-11-02 | 45 | 11 | 24.7 | 24.7 | 19.607 | 1 | 2.05 | 9.259 | 225.205 | 1 | 4716981.1321 | 0 | 202.124 | 0.99653
17480 | 2067-11-09 | 46 | 11 | 24.7 | 24.7 | 19.607 | 1 | 2.05 | 9.259 | 97.393 | 1 | 4716981.1321 | 0 | 202.124 | 0.99653
17487 | 2067-11-16 | 47 | 11 | 24.7 | 24.7 | 19.607 | 1 | 2.05 | 9.259 | 60.084 | 1 | 4716981.1321 | 0 | 202.124 | 0.99653
17494 | 2067-11-23 | 48 | 11 | 24.7 | 24.7 | 19.607 | 1 | 2.05 | 9.259 | 53.892 | 1 | 4716981.1321 | 0 | 202.124 | 0.99653
17501 | 2067-11-30 | 49 | 11 | 24.7 | 24.7 | 19.607 | 1 | 2.05 | 9.259 | 49.935 | 1 | 4716981.1321 | 0 | 202.124 | 0.99653
17508 | 2067-12-07 | 50 | 12 | 25.5 | 25.5 | 20.407 | 1 | 2.05 | 9.259 | 58.924 | 1 | 4716981.1321 | 0 | 202.085 | 0.99634
17515 | 2067-12-14 | 51 | 12 | 25.5 | 25.5 | 20.407 | 1 | 2.05 | 9.259 | 110.472 | 1 | 4716981.1321 | 0 | 202.085 | 0.99634
17522 | 2067-12-21 | 52 | 12 | 25.5 | 25.5 | 20.407 | 1 | 2.05 | 9.259 | 160.08 | 1 | 4716981.1321 | 0 | 202.085 | 0.99634
17529 | 2067-12-28 | 53 | 12 | 25.5 | 25.5 | 20.407 | 1 | 2.05 | 9.259 | 120.134 | 1 | 4716981.1321 | 0 | 202.085 | 0.99634
17536 | 2068-01-04 | 1 | 1 | 24.7 | 24.7 | 19.607 | 1 | 2.05 | 9.259 | 199.14 | 1 | 4716981.1321 | 0 | 202.117 | 0.99649
17543 | 2068-01-11 | 2 | 1 | 24.7 | 24.7 | 19.607 | 1 | 2.05 | 9.259 | 211.113 | 1 | 4716981.1321 | 0 | 202.117 | 0.99649
17550 | 2068-01-18 | 3 | 1 | 24.7 | 24.7 | 19.607 | 1 | 2.05 | 9.259 | 175.964 | 1 | 4716981.1321 | 0 | 202.117 | 0.99649
17557 | 2068-01-25 | 4 | 1 | 24.7 | 24.7 | 19.607 | 1 | 2.05 | 9.259 | 87.894 | 1 | 4716981.1321 | 0 | 202.117 | 0.99649
17564 | 2068-02-01 | 5 | 2 | 24.4 | 24.4 | 19.307 | 1 | 2.05 | 9.259 | 114.453 | 1 | 4716981.1321 | 0 | 202.126 | 0.99654
17571 | 2068-02-08 | 6 | 2 | 24.4 | 24.4 | 19.307 | 1 | 2.05 | 9.259 | 117.058 | 1 | 4716981.1321 | 0 | 202.126 | 0.99654
17578 | 2068-02-15 | 7 | 2 | 24.4 | 24.4 | 19.307 | 1 | 2.05 | 9.259 | 90.101 | 1 | 4716981.1321 | 0 | 202.126 | 0.99654
17585 | 2068-02-22 | 8 | 2 | 24.4 | 24.4 | 19.307 | 1 | 2.05 | 9.259 | 63.497 | 1 | 4716981.1321 | 0 | 202.126 | 0.99654
17592 | 2068-02-29 | 9 | 2 | 24.4 | 24.1 | 19.007 | 0.9877 | 2.1144 | 9.259 | 57.056 | 1 | 4716981.1321 | 0 | 202.13 | 0.99656
17599 | 2068-03-07 | 10 | 3 | 24.1 | 24.1 | 19.007 | 1 | 2.05 | 9.259 | 49.954 | 1 | 4716981.1321 | 0 | 202.13 | 0.99656
17606 | 2068-03-14 | 11 | 3 | 24.1 | 24.1 | 19.007 | 1 | 2.05 | 9.259 | 46.888 | 1 | 4716981.1321 | 0 | 202.13 | 0.99656
17613 | 2068-03-21 | 12 | 3 | 24.1 | 24.1 | 19.007 | 1 | 2.05 | 9.259 | 49.683 | 1 | 4716981.1321 | 0 | 202.13 | 0.99656
17620 | 2068-03-28 | 13 | 3 | 24.1 | 24.1 | 19.007 | 1 | 2.05 | 9.259 | 40.04 | 1 | 4716981.1321 | 0 | 202.13 | 0.99656
17627 | 2068-04-04 | 14 | 4 | 24.1 | 24.1 | 19.007 | 1 | 2.05 | 9.259 | 34.751 | 1 | 4716981.1321 | 0 | 202.127 | 0.99654
17634 | 2068-04-11 | 15 | 4 | 24.1 | 24.1 | 19.007 | 1 | 2.05 | 9.259 | 31.615 | 1 | 4716981.1321 | 0 | 202.127 | 0.99654
17641 | 2068-04-18 | 16 | 4 | 24.1 | 24.1 | 19.007 | 1 | 2.05 | 9.259 | 49.351 | 1 | 4716981.1321 | 0 | 202.127 | 0.99654
17648 | 2068-04-25 | 17 | 4 | 24.1 | 24.1 | 19.007 | 1 | 2.05 | 9.259 | 47.865 | 1 | 4716981.1321 | 0 | 202.127 | 0.99654
17655 | 2068-05-02 | 18 | 5 | 25.1 | 25.1 | 20.007 | 1 | 2.05 | 9.259 | 60.149 | 1 | 4716981.1321 | 0 | 202.086 | 0.99634
17662 | 2068-05-09 | 19 | 5 | 25.1 | 25.1 | 20.007 | 1 | 2.05 | 9.259 | 60.174 | 1 | 4716981.1321 | 0 | 202.086 | 0.99634
17669 | 2068-05-16 | 20 | 5 | 25.1 | 25.1 | 20.007 | 1 | 2.05 | 9.259 | 59.758 | 1 | 4716981.1321 | 0 | 202.086 | 0.99634
17676 | 2068-05-23 | 21 | 5 | 25.1 | 25.1 | 20.007 | 1 | 2.05 | 9.259 | 51.037 | 1 | 4716981.1321 | 0 | 202.086 | 0.99634
17683 | 2068-05-30 | 22 | 5 | 25.1 | 25.1 | 20.007 | 1 | 2.05 | 9.259 | 38.164 | 1 | 4716981.1321 | 0 | 202.086 | 0.99634
17690 | 2068-06-06 | 23 | 6 | 25.3 | 25.3 | 20.207 | 1 | 2.05 | 9.259 | 28.513 | 1 | 4716981.1321 | 0 | 202.07 | 0.99626
17697 | 2068-06-13 | 24 | 6 | 25.3 | 25.3 | 20.207 | 1 | 2.05 | 9.259 | 15.049 | 1 | 4716981.1321 | 0 | 202.07 | 0.99626
17704 | 2068-06-20 | 25 | 6 | 25.3 | 25.3 | 20.207 | 1 | 2.05 | 9.259 | 20.572 | 1 | 4716981.1321 | 0 | 202.07 | 0.99626
17711 | 2068-06-27 | 26 | 6 | 25.3 | 25.3 | 20.207 | 1 | 2.05 | 9.259 | 40.993 | 1 | 4716981.1321 | 0 | 202.07 | 0.99626
17718 | 2068-07-04 | 27 | 7 | 26 | 26 | 20.907 | 1 | 2.05 | 9.259 | 16.464 | 1 | 4716981.1321 | 0 | 202.05 | 0.99616
17725 | 2068-07-11 | 28 | 7 | 26 | 26 | 20.907 | 1 | 2.05 | 9.259 | 154.85 | 1 | 4716981.1321 | 0 | 202.05 | 0.99616
17732 | 2068-07-18 | 29 | 7 | 26 | 26 | 20.907 | 1 | 2.05 | 9.259 | 58.531 | 1 | 4716981.1321 | 0 | 202.05 | 0.99616
17739 | 2068-07-25 | 30 | 7 | 26 | 26 | 20.907 | 1 | 2.05 | 9.259 | 27.317 | 1 | 4716981.1321 | 0 | 202.05 | 0.99616
17746 | 2068-08-01 | 31 | 8 | 26.4 | 26.4 | 21.307 | 1 | 2.05 | 9.259 | 26.758 | 1 | 4716981.1321 | 0 | 202.043 | 0.99613
17753 | 2068-08-08 | 32 | 8 | 26.4 | 26.4 | 21.307 | 1 | 2.05 | 9.259 | 47.025 | 1 | 4716981.1321 | 0 | 202.043 | 0.99613
17760 | 2068-08-15 | 33 | 8 | 26.4 | 26.4 | 21.307 | 1 | 2.05 | 9.259 | 42.526 | 1 | 4716981.1321 | 0 | 202.043 | 0.99613
17767 | 2068-08-22 | 34 | 8 | 26.4 | 26.4 | 21.307 | 1 | 2.05 | 9.259 | 18.417 | 1 | 4716981.1321 | 0 | 202.043 | 0.99613
17774 | 2068-08-29 | 35 | 8 | 26.4 | 26.4 | 21.307 | 1 | 2.05 | 9.259 | 30.232 | 1 | 4716981.1321 | 0 | 202.043 | 0.99613
17781 | 2068-09-05 | 36 | 9 | 25 | 25 | 19.907 | 1 | 2.05 | 9.259 | 26.047 | 1 | 4716981.1321 | 0 | 202.09 | 0.99636
17788 | 2068-09-12 | 37 | 9 | 25 | 25 | 19.907 | 1 | 2.05 | 9.259 | 255.116 | 1 | 4716981.1321 | 0 | 202.09 | 0.99636
17795 | 2068-09-19 | 38 | 9 | 25 | 25 | 19.907 | 1 | 2.05 | 9.259 | 110.449 | 1 | 4716981.1321 | 0 | 202.09 | 0.99636
17802 | 2068-09-26 | 39 | 9 | 25 | 25 | 19.907 | 1 | 2.05 | 9.259 | 100.674 | 1 | 4716981.1321 | 0 | 202.09 | 0.99636
17809 | 2068-10-03 | 40 | 10 | 24.3 | 24.3 | 19.207 | 1 | 2.05 | 9.259 | 78.082 | 1 | 4716981.1321 | 0 | 202.121 | 0.99651
17816 | 2068-10-10 | 41 | 10 | 24.3 | 24.3 | 19.207 | 1 | 2.05 | 9.259 | 139.717 | 1 | 4716981.1321 | 0 | 202.121 | 0.99651
17823 | 2068-10-17 | 42 | 10 | 24.3 | 24.3 | 19.207 | 1 | 2.05 | 9.259 | 62.234 | 1 | 4716981.1321 | 0 | 202.121 | 0.99651
17830 | 2068-10-24 | 43 | 10 | 24.3 | 24.3 | 19.207 | 1 | 2.05 | 9.259 | 71.871 | 1 | 4716981.1321 | 0 | 202.121 | 0.99651
17837 | 2068-10-31 | 44 | 10 | 24.3 | 24.7 | 19.607 | 1 | 2.05 | 9.259 | 154.814 | 1 | 4716981.1321 | 0 | 202.124 | 0.99653
17844 | 2068-11-07 | 45 | 11 | 24.7 | 24.7 | 19.607 | 1 | 2.05 | 9.259 | 68.649 | 1 | 4716981.1321 | 0 | 202.124 | 0.99653
17851 | 2068-11-14 | 46 | 11 | 24.7 | 24.7 | 19.607 | 1 | 2.05 | 9.259 | 48.72 | 1 | 4716981.1321 | 0 | 202.124 | 0.99653
17858 | 2068-11-21 | 47 | 11 | 24.7 | 24.7 | 19.607 | 1 | 2.05 | 9.259 | 60.09 | 1 | 4716981.1321 | 0 | 202.124 | 0.99653
17865 | 2068-11-28 | 48 | 11 | 24.7 | 24.7 | 19.607 | 1 | 2.05 | 9.259 | 133.523 | 1 | 4716981.1321 | 0 | 202.124 | 0.99653
17872 | 2068-12-05 | 49 | 12 | 25.5 | 25.5 | 20.407 | 1 | 2.05 | 9.259 | 63.739 | 1 | 4716981.1321 | 0 | 202.085 | 0.99634
17879 | 2068-12-12 | 50 | 12 | 25.5 | 25.5 | 20.407 | 1 | 2.05 | 9.259 | 140.338 | 1 | 4716981.1321 | 0 | 202.085 | 0.99634
17886 | 2068-12-19 | 51 | 12 | 25.5 | 25.5 | 20.407 | 1 | 2.05 | 9.259 | 271.015 | 1 | 4716981.1321 | 0 | 202.085 | 0.99634
17893 | 2068-12-26 | 52 | 12 | 25.5 | 25.5 | 20.407 | 1 | 2.05 | 9.259 | 173.289 | 1 | 4716981.1321 | 0 | 202.085 | 0.99634
17900 | 2069-01-02 | 1 | 1 | 24.7 | 24.7 | 19.607 | 1 | 2.05 | 9.259 | 139.842 | 1 | 4716981.1321 | 0 | 202.117 | 0.99649
17907 | 2069-01-09 | 2 | 1 | 24.7 | 24.7 | 19.607 | 1 | 2.05 | 9.259 | 204.253 | 1 | 4716981.1321 | 0 | 202.117 | 0.99649
17914 | 2069-01-16 | 3 | 1 | 24.7 | 24.7 | 19.607 | 1 | 2.05 | 9.259 | 271.543 | 1 | 4716981.1321 | 0 | 202.117 | 0.99649
17921 | 2069-01-23 | 4 | 1 | 24.7 | 24.7 | 19.607 | 1 | 2.05 | 9.259 | 189.543 | 1 | 4716981.1321 | 0 | 202.117 | 0.99649
17928 | 2069-01-30 | 5 | 1 | 24.7 | 24.7 | 19.607 | 1 | 2.05 | 9.259 | 122.844 | 1 | 4716981.1321 | 0 | 202.117 | 0.99649
17935 | 2069-02-06 | 6 | 2 | 24.4 | 24.4 | 19.307 | 1 | 2.05 | 9.259 | 102.413 | 1 | 4716981.1321 | 0 | 202.126 | 0.99654
17942 | 2069-02-13 | 7 | 2 | 24.4 | 24.4 | 19.307 | 1 | 2.05 | 9.259 | 103.245 | 1 | 4716981.1321 | 0 | 202.126 | 0.99654
17949 | 2069-02-20 | 8 | 2 | 24.4 | 24.4 | 19.307 | 1 | 2.05 | 9.259 | 203.944 | 1 | 4716981.1321 | 0 | 202.126 | 0.99654
17956 | 2069-02-27 | 9 | 2 | 24.4 | 24.4 | 19.307 | 1 | 2.05 | 9.259 | 111.598 | 1 | 4716981.1321 | 0 | 202.126 | 0.99654
17963 | 2069-03-06 | 10 | 3 | 24.1 | 24.1 | 19.007 | 1 | 2.05 | 9.259 | 96.83 | 1 | 4716981.1321 | 0 | 202.13 | 0.99656
17970 | 2069-03-13 | 11 | 3 | 24.1 | 24.1 | 19.007 | 1 | 2.05 | 9.259 | 251.758 | 1 | 4716981.1321 | 0 | 202.13 | 0.99656
17977 | 2069-03-20 | 12 | 3 | 24.1 | 24.1 | 19.007 | 1 | 2.05 | 9.259 | 138.342 | 1 | 4716981.1321 | 0 | 202.13 | 0.99656
17984 | 2069-03-27 | 13 | 3 | 24.1 | 24.1 | 19.007 | 1 | 2.05 | 9.259 | 80.447 | 1 | 4716981.1321 | 0 | 202.13 | 0.99656
17991 | 2069-04-03 | 14 | 4 | 24.1 | 24.1 | 19.007 | 1 | 2.05 | 9.259 | 56.379 | 1 | 4716981.1321 | 0 | 202.127 | 0.99654
17998 | 2069-04-10 | 15 | 4 | 24.1 | 24.1 | 19.007 | 1 | 2.05 | 9.259 | 51.594 | 1 | 4716981.1321 | 0 | 202.127 | 0.99654
18005 | 2069-04-17 | 16 | 4 | 24.1 | 24.1 | 19.007 | 1 | 2.05 | 9.259 | 56.194 | 1 | 4716981.1321 | 0 | 202.127 | 0.99654
18012 | 2069-04-24 | 17 | 4 | 24.1 | 24.1 | 19.007 | 1 | 2.05 | 9.259 | 55.231 | 1 | 4716981.1321 | 0 | 202.127 | 0.99654
18019 | 2069-05-01 | 18 | 5 | 25.1 | 25.1 | 20.007 | 1 | 2.05 | 9.259 | 51.018 | 1 | 4716981.1321 | 0 | 202.086 | 0.99634
18026 | 2069-05-08 | 19 | 5 | 25.1 | 25.1 | 20.007 | 1 | 2.05 | 9.259 | 53.299 | 1 | 4716981.1321 | 0 | 202.086 | 0.99634
18033 | 2069-05-15 | 20 | 5 | 25.1 | 25.1 | 20.007 | 1 | 2.05 | 9.259 | 63.802 | 1 | 4716981.1321 | 0 | 202.086 | 0.99634
18040 | 2069-05-22 | 21 | 5 | 25.1 | 25.1 | 20.007 | 1 | 2.05 | 9.259 | 76.125 | 1 | 4716981.1321 | 0 | 202.086 | 0.99634
18047 | 2069-05-29 | 22 | 5 | 25.1 | 25.1 | 20.007 | 1 | 2.05 | 9.259 | 76.921 | 1 | 4716981.1321 | 0 | 202.086 | 0.99634
18054 | 2069-06-05 | 23 | 6 | 25.3 | 25.3 | 20.207 | 1 | 2.05 | 9.259 | 41.986 | 1 | 4716981.1321 | 0 | 202.07 | 0.99626
18061 | 2069-06-12 | 24 | 6 | 25.3 | 25.3 | 20.207 | 1 | 2.05 | 9.259 | 28.414 | 1 | 4716981.1321 | 0 | 202.07 | 0.99626
18068 | 2069-06-19 | 25 | 6 | 25.3 | 25.3 | 20.207 | 1 | 2.05 | 9.259 | 30.25 | 1 | 4716981.1321 | 0 | 202.07 | 0.99626
18075 | 2069-06-26 | 26 | 6 | 25.3 | 25.3 | 20.207 | 1 | 2.05 | 9.259 | 18.45 | 1 | 4716981.1321 | 0 | 202.07 | 0.99626
18082 | 2069-07-03 | 27 | 7 | 26 | 26 | 20.907 | 1 | 2.05 | 9.259 | 27.509 | 1 | 4716981.1321 | 0 | 202.05 | 0.99616
18089 | 2069-07-10 | 28 | 7 | 26 | 26 | 20.907 | 1 | 2.05 | 9.259 | 14.88 | 1 | 4716981.1321 | 0 | 202.05 | 0.99616
18096 | 2069-07-17 | 29 | 7 | 26 | 26.091 | 20.998 | 1 | 2.05 | 9.259 | 9.089 | 0.98164 | 4716981.1321 | 0.030932 | 200.979 | 0.99088
18103 | 2069-07-24 | 30 | 7 | 26 | 26.259 | 21.166 | 1 | 2.05 | 9.259 | 10.577 | 1 | 4716981.1321 | 0 | 202.142 | 0.99662
18110 | 2069-07-31 | 31 | 7 | 26 | 26 | 20.907 | 1 | 2.05 | 9.259 | 48.924 | 1 | 4716981.1321 | 0 | 202.05 | 0.99616
18117 | 2069-08-07 | 32 | 8 | 26.4 | 26.4 | 21.307 | 1 | 2.05 | 9.259 | 18.622 | 1 | 4716981.1321 | 0 | 202.043 | 0.99613
18124 | 2069-08-14 | 33 | 8 | 26.4 | 26.4 | 21.307 | 1 | 2.05 | 9.259 | 16.377 | 1 | 4716981.1321 | 0 | 202.043 | 0.99613
18131 | 2069-08-21 | 34 | 8 | 26.4 | 26.4 | 21.307 | 1 | 2.05 | 9.259 | 12.719 | 1 | 4716981.1321 | 0 | 202.043 | 0.99613
18138 | 2069-08-28 | 35 | 8 | 26.4 | 26.491 | 21.398 | 1 | 2.05 | 9.259 | 9.138 | 0.98693 | 4716981.1321 | 0.022016 | 200.385 | 0.98796
18145 | 2069-09-04 | 36 | 9 | 25 | 25.091 | 19.998 | 1 | 2.05 | 9.259 | 9.188 | 0.99233 | 4716981.1321 | 0.012919 | 198.261 | 0.97748
18152 | 2069-09-11 | 37 | 9 | 25 | 25.121 | 20.028 | 1 | 2.05 | 9.259 | 9.172 | 0.9906 | 4716981.1321 | 0.01583 | 199.809 | 0.98512
18159 | 2069-09-18 | 38 | 9 | 25 | 25.091 | 19.998 | 1 | 2.05 | 9.259 | 9.186 | 0.99212 | 4716981.1321 | 0.013282 | 198.084 | 0.97661
18166 | 2069-09-25 | 39 | 9 | 25 | 25.091 | 19.998 | 1 | 2.05 | 9.259 | 9.188 | 0.99233 | 4716981.1321 | 0.012919 | 195.756 | 0.96513
18173 | 2069-10-02 | 40 | 10 | 24.3 | 24.391 | 19.298 | 1 | 2.05 | 9.259 | 9.195 | 0.99309 | 4716981.1321 | 0.011645 | 192.249 | 0.94784
18180 | 2069-10-09 | 41 | 10 | 24.3 | 24.391 | 19.298 | 1 | 2.05 | 9.259 | 9.192 | 0.99276 | 4716981.1321 | 0.012191 | 189.585 | 0.93471
18187 | 2069-10-16 | 42 | 10 | 24.3 | 24.391 | 19.298 | 1 | 2.05 | 9.259 | 9.194 | 0.99298 | 4716981.1321 | 0.011827 | 186.284 | 0.91843
18194 | 2069-10-23 | 43 | 10 | 24.3 | 24.391 | 19.298 | 1 | 2.05 | 9.259 | 9.195 | 0.99309 | 4716981.1321 | 0.011645 | 182.767 | 0.90109
18201 | 2069-10-30 | 44 | 10 | 24.3 | 24.391 | 19.298 | 1 | 2.05 | 9.259 | 9.193 | 0.99287 | 4716981.1321 | 0.012009 | 179.817 | 0.88655
18208 | 2069-11-06 | 45 | 11 | 24.7 | 24.866 | 19.773 | 1 | 2.05 | 9.259 | 9.17 | 0.99039 | 4716981.1321 | 0.016194 | 182.032 | 0.89747
18215 | 2069-11-13 | 46 | 11 | 24.7 | 24.7 | 19.607 | 1 | 2.05 | 9.259 | 24.737 | 1 | 4716981.1321 | 0 | 195.117 | 0.96198
18222 | 2069-11-20 | 47 | 11 | 24.7 | 24.7 | 19.607 | 1 | 2.05 | 9.259 | 15.05 | 1 | 4716981.1321 | 0 | 202.124 | 0.99653
18229 | 2069-11-27 | 48 | 11 | 24.7 | 24.898 | 19.805 | 1 | 2.05 | 9.259 | 13.162 | 1 | 4716981.1321 | 0 | 202.234 | 0.99707
18236 | 2069-12-04 | 49 | 12 | 25.5 | 25.5 | 20.407 | 1 | 2.05 | 9.259 | 24.837 | 1 | 4716981.1321 | 0 | 202.085 | 0.99634
18243 | 2069-12-11 | 50 | 12 | 25.5 | 25.5 | 20.407 | 1 | 2.05 | 9.259 | 81.532 | 1 | 4716981.1321 | 0 | 202.085 | 0.99634
18250 | 2069-12-18 | 51 | 12 | 25.5 | 25.5 | 20.407 | 1 | 2.05 | 9.259 | 79.779 | 1 | 4716981.1321 | 0 | 202.085 | 0.99634
18257 | 2069-12-25 | 52 | 12 | 25.5 | 25.5 | 20.407 | 1 | 2.05 | 9.259 | 56.909 | 1 | 4716981.1321 | 0 | 202.085 | 0.99634
18264 | 2070-01-01 | 1 | 1 | 24.7 | 24.7 | 19.607 | 1 | 2.05 | 9.259 | 34.421 | 1 | 4716981.1321 | 0 | 202.117 | 0.99649
18271 | 2070-01-08 | 2 | 1 | 24.7 | 24.7 | 19.607 | 1 | 2.05 | 9.259 | 109.741 | 1 | 4716981.1321 | 0 | 202.117 | 0.99649
18278 | 2070-01-15 | 3 | 1 | 24.7 | 24.7 | 19.607 | 1 | 2.05 | 9.259 | 105.616 | 1 | 4716981.1321 | 0 | 202.117 | 0.99649
18285 | 2070-01-22 | 4 | 1 | 24.7 | 24.7 | 19.607 | 1 | 2.05 | 9.259 | 145.115 | 1 | 4716981.1321 | 0 | 202.117 | 0.99649
18292 | 2070-01-29 | 5 | 1 | 24.7 | 24.7 | 19.607 | 1 | 2.05 | 9.259 | 159.412 | 1 | 4716981.1321 | 0 | 202.117 | 0.99649
18299 | 2070-02-05 | 6 | 2 | 24.4 | 24.4 | 19.307 | 1 | 2.05 | 9.259 | 98.859 | 1 | 4716981.1321 | 0 | 202.126 | 0.99654
18306 | 2070-02-12 | 7 | 2 | 24.4 | 24.4 | 19.307 | 1 | 2.05 | 9.259 | 85.364 | 1 | 4716981.1321 | 0 | 202.126 | 0.99654
18313 | 2070-02-19 | 8 | 2 | 24.4 | 24.4 | 19.307 | 1 | 2.05 | 9.259 | 175.084 | 1 | 4716981.1321 | 0 | 202.126 | 0.99654
18320 | 2070-02-26 | 9 | 2 | 24.4 | 24.4 | 19.307 | 1 | 2.05 | 9.259 | 84.021 | 1 | 4716981.1321 | 0 | 202.126 | 0.99654
18327 | 2070-03-05 | 10 | 3 | 24.1 | 24.1 | 19.007 | 1 | 2.05 | 9.259 | 81.181 | 1 | 4716981.1321 | 0 | 202.13 | 0.99656
18334 | 2070-03-12 | 11 | 3 | 24.1 | 24.1 | 19.007 | 1 | 2.05 | 9.259 | 127.898 | 1 | 4716981.1321 | 0 | 202.13 | 0.99656
18341 | 2070-03-19 | 12 | 3 | 24.1 | 24.1 | 19.007 | 1 | 2.05 | 9.259 | 68.957 | 1 | 4716981.1321 | 0 | 202.13 | 0.99656
18348 | 2070-03-26 | 13 | 3 | 24.1 | 24.1 | 19.007 | 1 | 2.05 | 9.259 | 53.025 | 1 | 4716981.1321 | 0 | 202.13 | 0.99656
18355 | 2070-04-02 | 14 | 4 | 24.1 | 24.1 | 19.007 | 1 | 2.05 | 9.259 | 78.393 | 1 | 4716981.1321 | 0 | 202.127 | 0.99654
18362 | 2070-04-09 | 15 | 4 | 24.1 | 24.1 | 19.007 | 1 | 2.05 | 9.259 | 78.628 | 1 | 4716981.1321 | 0 | 202.127 | 0.99654
18369 | 2070-04-16 | 16 | 4 | 24.1 | 24.1 | 19.007 | 1 | 2.05 | 9.259 | 55.498 | 1 | 4716981.1321 | 0 | 202.127 | 0.99654
18376 | 2070-04-23 | 17 | 4 | 24.1 | 24.1 | 19.007 | 1 | 2.05 | 9.259 | 83.225 | 1 | 4716981.1321 | 0 | 202.127 | 0.99654
18383 | 2070-04-30 | 18 | 4 | 24.1 | 24.1 | 19.007 | 1 | 2.05 | 9.259 | 53.481 | 1 | 4716981.1321 | 0 | 202.127 | 0.99654
18390 | 2070-05-07 | 19 | 5 | 25.1 | 25.1 | 20.007 | 1 | 2.05 | 9.259 | 55.712 | 1 | 4716981.1321 | 0 | 202.086 | 0.99634
18397 | 2070-05-14 | 20 | 5 | 25.1 | 25.1 | 20.007 | 1 | 2.05 | 9.259 | 37.314 | 1 | 4716981.1321 | 0 | 202.086 | 0.99634
18404 | 2070-05-21 | 21 | 5 | 25.1 | 25.1 | 20.007 | 1 | 2.05 | 9.259 | 22.229 | 1 | 4716981.1321 | 0 | 202.086 | 0.99634
18411 | 2070-05-28 | 22 | 5 | 25.1 | 25.1 | 20.007 | 1 | 2.05 | 9.259 | 16.775 | 1 | 4716981.1321 | 0 | 202.086 | 0.99634
18418 | 2070-06-04 | 23 | 6 | 25.3 | 25.391 | 20.298 | 1 | 2.05 | 9.259 | 10.217 | 1 | 4716981.1321 | 0 | 202.144 | 0.99663
18425 | 2070-06-11 | 24 | 6 | 25.3 | 25.3 | 20.207 | 1 | 2.05 | 9.259 | 11.695 | 1 | 4716981.1321 | 0 | 202.07 | 0.99626
18432 | 2070-06-18 | 25 | 6 | 25.3 | 25.391 | 20.298 | 1 | 2.05 | 9.259 | 8.993 | 0.97127 | 4716981.1321 | 0.048399 | 201.665 | 0.99427
18439 | 2070-06-25 | 26 | 6 | 25.3 | 25.391 | 20.298 | 1 | 2.05 | 9.259 | 9.177 | 0.99114 | 4716981.1321 | 0.01492 | 200.579 | 0.98891
18446 | 2070-07-02 | 27 | 7 | 26 | 26.091 | 20.998 | 1 | 2.05 | 9.259 | 9.187 | 0.99222 | 4716981.1321 | 0.0131 | 198.182 | 0.97709
18453 | 2070-07-09 | 28 | 7 | 26 | 26.091 | 20.998 | 1 | 2.05 | 9.259 | 9.185 | 0.99201 | 4716981.1321 | 0.013464 | 196.347 | 0.96805
18460 | 2070-07-16 | 29 | 7 | 26 | 26.091 | 20.998 | 1 | 2.05 | 9.259 | 9.188 | 0.99233 | 4716981.1321 | 0.012919 | 193.828 | 0.95563
18467 | 2070-07-23 | 30 | 7 | 26 | 26.091 | 20.998 | 1 | 2.05 | 9.259 | 9.183 | 0.99179 | 4716981.1321 | 0.013828 | 192.361 | 0.94839
18474 | 2070-07-30 | 31 | 7 | 26 | 26.091 | 20.998 | 1 | 2.05 | 9.259 | 9.195 | 0.99309 | 4716981.1321 | 0.011645 | 187.812 | 0.92597
18481 | 2070-08-06 | 32 | 8 | 26.4 | 26.491 | 21.398 | 1 | 2.05 | 9.259 | 9.187 | 0.99222 | 4716981.1321 | 0.0131 | 185.459 | 0.91437
18488 | 2070-08-13 | 33 | 8 | 26.4 | 26.491 | 21.398 | 1 | 2.05 | 9.259 | 9.194 | 0.99298 | 4716981.1321 | 0.011827 | 181.24 | 0.89356
18495 | 2070-08-20 | 34 | 8 | 26.4 | 26.4 | 21.307 | 1 | 2.05 | 9.259 | 9.171 | 0.9905 | 4716981.1321 | 0.016012 | 182.353 | 0.89905
18502 | 2070-08-27 | 35 | 8 | 26.4 | 26.491 | 21.398 | 1 | 2.05 | 9.259 | 9.199 | 0.99352 | 4716981.1321 | 0.010917 | 176.821 | 0.87178
18509 | 2070-09-03 | 36 | 9 | 25 | 25.091 | 19.998 | 1 | 2.05 | 9.259 | 9.203 | 0.99395 | 4716981.1321 | 0.010189 | 170.965 | 0.84291
18516 | 2070-09-10 | 37 | 9 | 25 | 25 | 19.907 | 1 | 2.05 | 9.259 | 9.154 | 0.98866 | 4716981.1321 | 0.019105 | 176.694 | 0.87115
18523 | 2070-09-17 | 38 | 9 | 25 | 25.091 | 19.998 | 1 | 2.05 | 9.259 | 9.19 | 0.99255 | 4716981.1321 | 0.012555 | 173.975 | 0.85775
18530 | 2070-09-24 | 39 | 9 | 25 | 25.091 | 19.998 | 1 | 2.05 | 9.259 | 9.197 | 0.9933 | 4716981.1321 | 0.011281 | 169.48 | 0.83558
18537 | 2070-10-01 | 40 | 10 | 24.3 | 24.391 | 19.298 | 1 | 2.05 | 9.259 | 9.202 | 0.99384 | 4716981.1321 | 0.010371 | 164.306 | 0.81008
18544 | 2070-10-08 | 41 | 10 | 24.3 | 24.391 | 19.298 | 1 | 2.05 | 9.259 | 9.201 | 0.99374 | 4716981.1321 | 0.010553 | 159.347 | 0.78563
18551 | 2070-10-15 | 42 | 10 | 24.3 | 24.391 | 19.298 | 1 | 2.05 | 9.259 | 6.885 | 0.7436 | 4716981.1321 | 0.43195 | 155.956 | 0.76891
18558 | 2070-10-22 | 43 | 10 | 24.3 | 24.391 | 19.298 | 1 | 2.05 | 9.259 | 6.89 | 0.74414 | 4716981.1321 | 0.43104 | 151.656 | 0.74771
18565 | 2070-10-29 | 44 | 10 | 24.3 | 24.391 | 19.298 | 1 | 2.05 | 9.259 | 9.175 | 0.99093 | 4716981.1321 | 0.015284 | 153.217 | 0.7554
18572 | 2070-11-05 | 45 | 11 | 24.7 | 24.7 | 19.607 | 1 | 2.05 | 9.259 | 9.136 | 0.98672 | 4716981.1321 | 0.02238 | 163.364 | 0.80543
18579 | 2070-11-12 | 46 | 11 | 24.7 | 24.7 | 19.607 | 1 | 2.05 | 9.259 | 72.385 | 1 | 4716981.1321 | 0 | 180.077 | 0.88783
18586 | 2070-11-19 | 47 | 11 | 24.7 | 24.7 | 19.607 | 1 | 2.05 | 9.259 | 115.195 | 1 | 4716981.1321 | 0 | 195.628 | 0.9645
18593 | 2070-11-26 | 48 | 11 | 24.7 | 24.7 | 19.607 | 1 | 2.05 | 9.259 | 121.338 | 1 | 4716981.1321 | 0 | 202.124 | 0.99653
18600 | 2070-12-03 | 49 | 12 | 25.5 | 25.5 | 20.407 | 1 | 2.05 | 9.259 | 121.236 | 1 | 4716981.1321 | 0 | 202.085 | 0.99634
18607 | 2070-12-10 | 50 | 12 | 25.5 | 25.5 | 20.407 | 1 | 2.05 | 9.259 | 64.974 | 1 | 4716981.1321 | 0 | 202.085 | 0.99634
18614 | 2070-12-17 | 51 | 12 | 25.5 | 25.5 | 20.407 | 1 | 2.05 | 9.259 | 49.783 | 1 | 4716981.1321 | 0 | 202.085 | 0.99634
18621 | 2070-12-24 | 52 | 12 | 25.5 | 25.5 | 20.407 | 1 | 2.05 | 9.259 | 52.864 | 1 | 4716981.1321 | 0 | 202.085 | 0.99634
18628 | 2070-12-31 | 53 | 12 | 25.5 | 25.5 | 20.407 | 1 | 2.05 | 9.259 | 54.992 | 1 | 4716981.1321 | 0 | 202.085 | 0.99634
18635 | 2071-01-07 | 2 | 1 | 24.7 | 24.7 | 19.607 | 1 | 2.05 | 9.259 | 82.61 | 1 | 4716981.1321 | 0 | 202.117 | 0.99649
18642 | 2071-01-14 | 3 | 1 | 24.7 | 24.7 | 19.607 | 1 | 2.05 | 9.259 | 86.339 | 1 | 4716981.1321 | 0 | 202.117 | 0.99649
18649 | 2071-01-21 | 4 | 1 | 24.7 | 24.7 | 19.607 | 1 | 2.05 | 9.259 | 299.823 | 1 | 4716981.1321 | 0 | 202.117 | 0.99649
18656 | 2071-01-28 | 5 | 1 | 24.7 | 24.7 | 19.607 | 1 | 2.05 | 9.259 | 236.374 | 1 | 4716981.1321 | 0 | 202.117 | 0.99649
18663 | 2071-02-04 | 6 | 2 | 24.4 | 24.4 | 19.307 | 1 | 2.05 | 9.259 | 156.977 | 1 | 4716981.1321 | 0 | 202.126 | 0.99654
18670 | 2071-02-11 | 7 | 2 | 24.4 | 24.4 | 19.307 | 1 | 2.05 | 9.259 | 99.574 | 1 | 4716981.1321 | 0 | 202.126 | 0.99654
18677 | 2071-02-18 | 8 | 2 | 24.4 | 24.4 | 19.307 | 1 | 2.05 | 9.259 | 89.984 | 1 | 4716981.1321 | 0 | 202.126 | 0.99654
18684 | 2071-02-25 | 9 | 2 | 24.4 | 24.4 | 19.307 | 1 | 2.05 | 9.259 | 67.3 | 1 | 4716981.1321 | 0 | 202.126 | 0.99654
18691 | 2071-03-04 | 10 | 3 | 24.1 | 24.1 | 19.007 | 1 | 2.05 | 9.259 | 66.481 | 1 | 4716981.1321 | 0 | 202.13 | 0.99656
18698 | 2071-03-11 | 11 | 3 | 24.1 | 24.1 | 19.007 | 1 | 2.05 | 9.259 | 81.07 | 1 | 4716981.1321 | 0 | 202.13 | 0.99656
18705 | 2071-03-18 | 12 | 3 | 24.1 | 24.1 | 19.007 | 1 | 2.05 | 9.259 | 181.188 | 1 | 4716981.1321 | 0 | 202.13 | 0.99656
18712 | 2071-03-25 | 13 | 3 | 24.1 | 24.1 | 19.007 | 1 | 2.05 | 9.259 | 64.674 | 1 | 4716981.1321 | 0 | 202.13 | 0.99656
18719 | 2071-04-01 | 14 | 4 | 24.1 | 24.1 | 19.007 | 1 | 2.05 | 9.259 | 50.379 | 1 | 4716981.1321 | 0 | 202.127 | 0.99654
18726 | 2071-04-08 | 15 | 4 | 24.1 | 24.1 | 19.007 | 1 | 2.05 | 9.259 | 50.31 | 1 | 4716981.1321 | 0 | 202.127 | 0.99654
18733 | 2071-04-15 | 16 | 4 | 24.1 | 24.1 | 19.007 | 1 | 2.05 | 9.259 | 43.288 | 1 | 4716981.1321 | 0 | 202.127 | 0.99654
18740 | 2071-04-22 | 17 | 4 | 24.1 | 24.1 | 19.007 | 1 | 2.05 | 9.259 | 128.395 | 1 | 4716981.1321 | 0 | 202.127 | 0.99654
18747 | 2071-04-29 | 18 | 4 | 24.1 | 24.1 | 19.007 | 1 | 2.05 | 9.259 | 54.843 | 1 | 4716981.1321 | 0 | 202.127 | 0.99654
18754 | 2071-05-06 | 19 | 5 | 25.1 | 25.1 | 20.007 | 1 | 2.05 | 9.259 | 52.756 | 1 | 4716981.1321 | 0 | 202.086 | 0.99634
18761 | 2071-05-13 | 20 | 5 | 25.1 | 25.1 | 20.007 | 1 | 2.05 | 9.259 | 35.624 | 1 | 4716981.1321 | 0 | 202.086 | 0.99634
18768 | 2071-05-20 | 21 | 5 | 25.1 | 25.1 | 20.007 | 1 | 2.05 | 9.259 | 36.376 | 1 | 4716981.1321 | 0 | 202.086 | 0.99634
18775 | 2071-05-27 | 22 | 5 | 25.1 | 25.1 | 20.007 | 1 | 2.05 | 9.259 | 35.846 | 1 | 4716981.1321 | 0 | 202.086 | 0.99634
18782 | 2071-06-03 | 23 | 6 | 25.3 | 25.3 | 20.207 | 1 | 2.05 | 9.259 | 24.984 | 1 | 4716981.1321 | 0 | 202.07 | 0.99626
18789 | 2071-06-10 | 24 | 6 | 25.3 | 25.3 | 20.207 | 1 | 2.05 | 9.259 | 187.154 | 1 | 4716981.1321 | 0 | 202.07 | 0.99626
18796 | 2071-06-17 | 25 | 6 | 25.3 | 25.3 | 20.207 | 1 | 2.05 | 9.259 | 192.734 | 1 | 4716981.1321 | 0 | 202.07 | 0.99626
18803 | 2071-06-24 | 26 | 6 | 25.3 | 25.3 | 20.207 | 1 | 2.05 | 9.259 | 63.801 | 1 | 4716981.1321 | 0 | 202.07 | 0.99626
18810 | 2071-07-01 | 27 | 7 | 26 | 26 | 20.907 | 1 | 2.05 | 9.259 | 46.878 | 1 | 4716981.1321 | 0 | 202.05 | 0.99616
18817 | 2071-07-08 | 28 | 7 | 26 | 26 | 20.907 | 1 | 2.05 | 9.259 | 28.279 | 1 | 4716981.1321 | 0 | 202.05 | 0.99616
18824 | 2071-07-15 | 29 | 7 | 26 | 26 | 20.907 | 1 | 2.05 | 9.259 | 17.981 | 1 | 4716981.1321 | 0 | 202.05 | 0.99616
18831 | 2071-07-22 | 30 | 7 | 26 | 26 | 20.907 | 1 | 2.05 | 9.259 | 17.074 | 1 | 4716981.1321 | 0 | 202.05 | 0.99616
18838 | 2071-07-29 | 31 | 7 | 26 | 26 | 20.907 | 1 | 2.05 | 9.259 | 20.446 | 1 | 4716981.1321 | 0 | 202.05 | 0.99616
18845 | 2071-08-05 | 32 | 8 | 26.4 | 26.4 | 21.307 | 1 | 2.05 | 9.259 | 28.687 | 1 | 4716981.1321 | 0 | 202.043 | 0.99613
18852 | 2071-08-12 | 33 | 8 | 26.4 | 26.4 | 21.307 | 1 | 2.05 | 9.259 | 23.59 | 1 | 4716981.1321 | 0 | 202.043 | 0.99613
18859 | 2071-08-19 | 34 | 8 | 26.4 | 26.4 | 21.307 | 1 | 2.05 | 9.259 | 28.376 | 1 | 4716981.1321 | 0 | 202.043 | 0.99613
18866 | 2071-08-26 | 35 | 8 | 26.4 | 26.4 | 21.307 | 1 | 2.05 | 9.259 | 12.225 | 1 | 4716981.1321 | 0 | 202.043 | 0.99613
18873 | 2071-09-02 | 36 | 9 | 25 | 25.091 | 19.998 | 1 | 2.05 | 9.259 | 10.728 | 1 | 4716981.1321 | 0 | 202.165 | 0.99673
18880 | 2071-09-09 | 37 | 9 | 25 | 25.091 | 19.998 | 1 | 2.05 | 9.259 | 9.128 | 0.98585 | 4716981.1321 | 0.023836 | 200.481 | 0.98843
18887 | 2071-09-16 | 38 | 9 | 25 | 25.091 | 19.998 | 1 | 2.05 | 9.259 | 9.187 | 0.99222 | 4716981.1321 | 0.0131 | 198.565 | 0.97898
18894 | 2071-09-23 | 39 | 9 | 25 | 25.091 | 19.998 | 1 | 2.05 | 9.259 | 9.177 | 0.99114 | 4716981.1321 | 0.01492 | 198.997 | 0.98111
18901 | 2071-09-30 | 40 | 9 | 25 | 25.091 | 19.998 | 1 | 2.05 | 9.259 | 9.182 | 0.99168 | 4716981.1321 | 0.01401 | 197.989 | 0.97614
18908 | 2071-10-07 | 41 | 10 | 24.3 | 24.391 | 19.298 | 1 | 2.05 | 9.259 | 9.177 | 0.99114 | 4716981.1321 | 0.01492 | 199.013 | 0.98119
18915 | 2071-10-14 | 42 | 10 | 24.3 | 24.3 | 19.207 | 1 | 2.05 | 9.259 | 47.299 | 1 | 4716981.1321 | 0 | 202.121 | 0.99651
18922 | 2071-10-21 | 43 | 10 | 24.3 | 24.3 | 19.207 | 1 | 2.05 | 9.259 | 30.698 | 1 | 4716981.1321 | 0 | 202.121 | 0.99651
18929 | 2071-10-28 | 44 | 10 | 24.3 | 24.3 | 19.207 | 1 | 2.05 | 9.259 | 17.957 | 1 | 4716981.1321 | 0 | 202.121 | 0.99651
18936 | 2071-11-04 | 45 | 11 | 24.7 | 24.7 | 19.607 | 1 | 2.05 | 9.259 | 29.328 | 1 | 4716981.1321 | 0 | 202.124 | 0.99653
18943 | 2071-11-11 | 46 | 11 | 24.7 | 24.7 | 19.607 | 1 | 2.05 | 9.259 | 17.28 | 1 | 4716981.1321 | 0 | 202.124 | 0.99653
18950 | 2071-11-18 | 47 | 11 | 24.7 | 24.7 | 19.607 | 1 | 2.05 | 9.259 | 53.761 | 1 | 4716981.1321 | 0 | 202.124 | 0.99653
18957 | 2071-11-25 | 48 | 11 | 24.7 | 24.7 | 19.607 | 1 | 2.05 | 9.259 | 83.174 | 1 | 4716981.1321 | 0 | 202.124 | 0.99653
18964 | 2071-12-02 | 49 | 12 | 25.5 | 25.5 | 20.407 | 1 | 2.05 | 9.259 | 41.376 | 1 | 4716981.1321 | 0 | 202.085 | 0.99634
18971 | 2071-12-09 | 50 | 12 | 25.5 | 25.5 | 20.407 | 1 | 2.05 | 9.259 | 27.558 | 1 | 4716981.1321 | 0 | 202.085 | 0.99634
18978 | 2071-12-16 | 51 | 12 | 25.5 | 25.5 | 20.407 | 1 | 2.05 | 9.259 | 36.744 | 1 | 4716981.1321 | 0 | 202.085 | 0.99634
18985 | 2071-12-23 | 52 | 12 | 25.5 | 25.5 | 20.407 | 1 | 2.05 | 9.259 | 43.418 | 1 | 4716981.1321 | 0 | 202.085 | 0.99634
18992 | 2071-12-30 | 53 | 12 | 25.5 | 25.5 | 20.407 | 1 | 2.05 | 9.259 | 40.523 | 1 | 4716981.1321 | 0 | 202.085 | 0.99634
18999 | 2072-01-06 | 2 | 1 | 24.7 | 24.7 | 19.607 | 1 | 2.05 | 9.259 | 86.727 | 1 | 4716981.1321 | 0 | 202.117 | 0.99649
19006 | 2072-01-13 | 3 | 1 | 24.7 | 24.7 | 19.607 | 1 | 2.05 | 9.259 | 130.596 | 1 | 4716981.1321 | 0 | 202.117 | 0.99649
19013 | 2072-01-20 | 4 | 1 | 24.7 | 24.7 | 19.607 | 1 | 2.05 | 9.259 | 93.525 | 1 | 4716981.1321 | 0 | 202.117 | 0.99649
19020 | 2072-01-27 | 5 | 1 | 24.7 | 24.7 | 19.607 | 1 | 2.05 | 9.259 | 106.835 | 1 | 4716981.1321 | 0 | 202.117 | 0.99649
19027 | 2072-02-03 | 6 | 2 | 24.4 | 24.4 | 19.307 | 1 | 2.05 | 9.259 | 199.941 | 1 | 4716981.1321 | 0 | 202.126 | 0.99654
19034 | 2072-02-10 | 7 | 2 | 24.4 | 24.4 | 19.307 | 1 | 2.05 | 9.259 | 142.871 | 1 | 4716981.1321 | 0 | 202.126 | 0.99654
19041 | 2072-02-17 | 8 | 2 | 24.4 | 24.4 | 19.307 | 1 | 2.05 | 9.259 | 126.144 | 1 | 4716981.1321 | 0 | 202.126 | 0.99654
19048 | 2072-02-24 | 9 | 2 | 24.4 | 24.4 | 19.307 | 1 | 2.05 | 9.259 | 74.637 | 1 | 4716981.1321 | 0 | 202.126 | 0.99654
19055 | 2072-03-02 | 10 | 3 | 24.1 | 24.1 | 19.007 | 1 | 2.05 | 9.259 | 196.741 | 1 | 4716981.1321 | 0 | 202.13 | 0.99656
19062 | 2072-03-09 | 11 | 3 | 24.1 | 24.1 | 19.007 | 1 | 2.05 | 9.259 | 168.248 | 1 | 4716981.1321 | 0 | 202.13 | 0.99656
19069 | 2072-03-16 | 12 | 3 | 24.1 | 24.1 | 19.007 | 1 | 2.05 | 9.259 | 79.468 | 1 | 4716981.1321 | 0 | 202.13 | 0.99656
19076 | 2072-03-23 | 13 | 3 | 24.1 | 24.1 | 19.007 | 1 | 2.05 | 9.259 | 63.957 | 1 | 4716981.1321 | 0 | 202.13 | 0.99656
19083 | 2072-03-30 | 14 | 3 | 24.1 | 24.1 | 19.007 | 1 | 2.05 | 9.259 | 57.726 | 1 | 4716981.1321 | 0 | 202.13 | 0.99656
19090 | 2072-04-06 | 15 | 4 | 24.1 | 24.1 | 19.007 | 1 | 2.05 | 9.259 | 68.036 | 1 | 4716981.1321 | 0 | 202.127 | 0.99654
19097 | 2072-04-13 | 16 | 4 | 24.1 | 24.1 | 19.007 | 1 | 2.05 | 9.259 | 70.906 | 1 | 4716981.1321 | 0 | 202.127 | 0.99654
19104 | 2072-04-20 | 17 | 4 | 24.1 | 24.1 | 19.007 | 1 | 2.05 | 9.259 | 44.85 | 1 | 4716981.1321 | 0 | 202.127 | 0.99654
19111 | 2072-04-27 | 18 | 4 | 24.1 | 24.1 | 19.007 | 1 | 2.05 | 9.259 | 52.345 | 1 | 4716981.1321 | 0 | 202.127 | 0.99654
19118 | 2072-05-04 | 19 | 5 | 25.1 | 25.1 | 20.007 | 1 | 2.05 | 9.259 | 47.677 | 1 | 4716981.1321 | 0 | 202.086 | 0.99634
19125 | 2072-05-11 | 20 | 5 | 25.1 | 25.1 | 20.007 | 1 | 2.05 | 9.259 | 48.483 | 1 | 4716981.1321 | 0 | 202.086 | 0.99634
19132 | 2072-05-18 | 21 | 5 | 25.1 | 25.1 | 20.007 | 1 | 2.05 | 9.259 | 34.595 | 1 | 4716981.1321 | 0 | 202.086 | 0.99634
19139 | 2072-05-25 | 22 | 5 | 25.1 | 25.1 | 20.007 | 1 | 2.05 | 9.259 | 24.525 | 1 | 4716981.1321 | 0 | 202.086 | 0.99634
19146 | 2072-06-01 | 23 | 6 | 25.3 | 25.3 | 20.207 | 1 | 2.05 | 9.259 | 21.772 | 1 | 4716981.1321 | 0 | 202.07 | 0.99626
19153 | 2072-06-08 | 24 | 6 | 25.3 | 25.3 | 20.207 | 1 | 2.05 | 9.259 | 27.12 | 1 | 4716981.1321 | 0 | 202.07 | 0.99626
19160 | 2072-06-15 | 25 | 6 | 25.3 | 25.3 | 20.207 | 1 | 2.05 | 9.259 | 16.95 | 1 | 4716981.1321 | 0 | 202.07 | 0.99626
19167 | 2072-06-22 | 26 | 6 | 25.3 | 25.3 | 20.207 | 1 | 2.05 | 9.259 | 11.658 | 1 | 4716981.1321 | 0 | 202.07 | 0.99626
19174 | 2072-06-29 | 27 | 6 | 25.3 | 25.592 | 20.499 | 1 | 2.05 | 9.259 | 11.931 | 1 | 4716981.1321 | 0 | 202.18 | 0.99681
19181 | 2072-07-06 | 28 | 7 | 26 | 26.375 | 21.282 | 1 | 2.05 | 9.259 | 11.682 | 1 | 4716981.1321 | 0 | 202.155 | 0.99668
19188 | 2072-07-13 | 29 | 7 | 26 | 26.091 | 20.998 | 1 | 2.05 | 9.259 | 9.186 | 0.99212 | 4716981.1321 | 0.013282 | 198.734 | 0.97982
19195 | 2072-07-20 | 30 | 7 | 26 | 26.091 | 20.998 | 1 | 2.05 | 9.259 | 9.187 | 0.99222 | 4716981.1321 | 0.0131 | 196.365 | 0.96814
19202 | 2072-07-27 | 31 | 7 | 26 | 26.091 | 20.998 | 1 | 2.05 | 9.259 | 9.189 | 0.99244 | 4716981.1321 | 0.012737 | 194.493 | 0.95891
19209 | 2072-08-03 | 32 | 8 | 26.4 | 26.491 | 21.398 | 1 | 2.05 | 9.259 | 9.186 | 0.99212 | 4716981.1321 | 0.013282 | 192.767 | 0.9504
19216 | 2072-08-10 | 33 | 8 | 26.4 | 26.491 | 21.398 | 1 | 2.05 | 9.259 | 9.196 | 0.9932 | 4716981.1321 | 0.011463 | 188.183 | 0.9278
19223 | 2072-08-17 | 34 | 8 | 26.4 | 26.491 | 21.398 | 1 | 2.05 | 9.259 | 9.206 | 0.99428 | 4716981.1321 | 0.0096434 | 181.377 | 0.89424
19230 | 2072-08-24 | 35 | 8 | 26.4 | 26.491 | 21.398 | 1 | 2.05 | 9.259 | 6.894 | 0.74457 | 4716981.1321 | 0.43031 | 175.04 | 0.863
19237 | 2072-08-31 | 36 | 8 | 26.4 | 25.091 | 19.998 | 0.95042 | 2.3279 | 9.259 | 6.898 | 0.745 | 4716981.1321 | 0.42959 | 168.29 | 0.82972
19244 | 2072-09-07 | 37 | 9 | 25 | 25.091 | 19.998 | 1 | 2.05 | 9.259 | 6.88 | 0.74306 | 4716981.1321 | 0.43286 | 166.004 | 0.81845
19251 | 2072-09-14 | 38 | 9 | 25 | 25.091 | 19.998 | 1 | 2.05 | 9.259 | 6.883 | 0.74338 | 4716981.1321 | 0.43232 | 163.149 | 0.80437
19258 | 2072-09-21 | 39 | 9 | 25 | 25.091 | 19.998 | 1 | 2.05 | 9.259 | 6.89 | 0.74414 | 4716981.1321 | 0.43104 | 158.358 | 0.78075
19265 | 2072-09-28 | 40 | 9 | 25 | 25.091 | 19.998 | 1 | 2.05 | 9.259 | 6.894 | 0.74457 | 4716981.1321 | 0.43031 | 152.569 | 0.75221
19272 | 2072-10-05 | 41 | 10 | 24.3 | 24.391 | 19.298 | 1 | 2.05 | 9.259 | 6.881 | 0.74317 | 4716981.1321 | 0.43268 | 150.345 | 0.74124
19279 | 2072-10-12 | 42 | 10 | 24.3 | 24.391 | 19.298 | 1 | 2.05 | 9.259 | 6.886 | 0.74371 | 4716981.1321 | 0.43177 | 146.78 | 0.72367
19286 | 2072-10-19 | 43 | 10 | 24.3 | 24.391 | 19.298 | 1 | 2.05 | 9.259 | 6.893 | 0.74446 | 4716981.1321 | 0.4305 | 141.639 | 0.69832
19293 | 2072-10-26 | 44 | 10 | 24.3 | 24.391 | 19.298 | 1 | 2.05 | 9.259 | 6.885 | 0.7436 | 4716981.1321 | 0.43195 | 138.416 | 0.68243
19300 | 2072-11-02 | 45 | 11 | 24.7 | 24.791 | 19.698 | 1 | 2.05 | 9.259 | 6.884 | 0.74349 | 4716981.1321 | 0.43213 | 135.484 | 0.66797
19307 | 2072-11-09 | 46 | 11 | 24.7 | 24.7 | 19.607 | 1 | 2.05 | 9.259 | 6.856 | 0.74047 | 4716981.1321 | 0.43723 | 139.119 | 0.6859
19314 | 2072-11-16 | 47 | 11 | 24.7 | 24.7 | 19.607 | 1 | 2.05 | 9.259 | 6.842 | 0.73896 | 4716981.1321 | 0.43978 | 145.634 | 0.71802
19321 | 2072-11-23 | 48 | 11 | 24.7 | 24.791 | 19.698 | 1 | 2.05 | 9.259 | 6.865 | 0.74144 | 4716981.1321 | 0.43559 | 146.958 | 0.72454
19328 | 2072-11-30 | 49 | 11 | 24.7 | 25.5 | 20.407 | 1 | 2.05 | 9.259 | 64.289 | 1 | 4716981.1321 | 0 | 159.762 | 0.78767
19335 | 2072-12-07 | 50 | 12 | 25.5 | 25.5 | 20.407 | 1 | 2.05 | 9.259 | 150.539 | 1 | 4716981.1321 | 0 | 173.604 | 0.85592
19342 | 2072-12-14 | 51 | 12 | 25.5 | 25.5 | 20.407 | 1 | 2.05 | 9.259 | 86.859 | 1 | 4716981.1321 | 0 | 185.625 | 0.91518
19349 | 2072-12-21 | 52 | 12 | 25.5 | 25.5 | 20.407 | 1 | 2.05 | 9.259 | 30.62 | 1 | 4716981.1321 | 0 | 197.079 | 0.97166
19356 | 2072-12-28 | 53 | 12 | 25.5 | 25.5 | 20.407 | 1 | 2.05 | 9.259 | 28.517 | 1 | 4716981.1321 | 0 | 202.085 | 0.99634
19363 | 2073-01-04 | 1 | 1 | 24.7 | 24.7 | 19.607 | 1 | 2.05 | 9.259 | 31.954 | 1 | 4716981.1321 | 0 | 202.117 | 0.99649
19370 | 2073-01-11 | 2 | 1 | 24.7 | 24.7 | 19.607 | 1 | 2.05 | 9.259 | 37.407 | 1 | 4716981.1321 | 0 | 202.117 | 0.99649
19377 | 2073-01-18 | 3 | 1 | 24.7 | 24.7 | 19.607 | 1 | 2.05 | 9.259 | 47.808 | 1 | 4716981.1321 | 0 | 202.117 | 0.99649
19384 | 2073-01-25 | 4 | 1 | 24.7 | 24.7 | 19.607 | 1 | 2.05 | 9.259 | 40.906 | 1 | 4716981.1321 | 0 | 202.117 | 0.99649
19391 | 2073-02-01 | 5 | 2 | 24.4 | 24.4 | 19.307 | 1 | 2.05 | 9.259 | 29.346 | 1 | 4716981.1321 | 0 | 202.126 | 0.99654
19398 | 2073-02-08 | 6 | 2 | 24.4 | 24.4 | 19.307 | 1 | 2.05 | 9.259 | 38.482 | 1 | 4716981.1321 | 0 | 202.126 | 0.99654
19405 | 2073-02-15 | 7 | 2 | 24.4 | 24.4 | 19.307 | 1 | 2.05 | 9.259 | 32.346 | 1 | 4716981.1321 | 0 | 202.126 | 0.99654
19412 | 2073-02-22 | 8 | 2 | 24.4 | 24.4 | 19.307 | 1 | 2.05 | 9.259 | 23.868 | 1 | 4716981.1321 | 0 | 202.126 | 0.99654
19419 | 2073-03-01 | 9 | 3 | 24.1 | 24.1 | 19.007 | 1 | 2.05 | 9.259 | 21.432 | 1 | 4716981.1321 | 0 | 202.13 | 0.99656
19426 | 2073-03-08 | 10 | 3 | 24.1 | 24.1 | 19.007 | 1 | 2.05 | 9.259 | 18.301 | 1 | 4716981.1321 | 0 | 202.13 | 0.99656
19433 | 2073-03-15 | 11 | 3 | 24.1 | 24.1 | 19.007 | 1 | 2.05 | 9.259 | 13.261 | 1 | 4716981.1321 | 0 | 202.13 | 0.99656
19440 | 2073-03-22 | 12 | 3 | 24.1 | 24.1 | 19.007 | 1 | 2.05 | 9.259 | 13.513 | 1 | 4716981.1321 | 0 | 202.13 | 0.99656
19447 | 2073-03-29 | 13 | 3 | 24.1 | 24.1 | 19.007 | 1 | 2.05 | 9.259 | 17.67 | 1 | 4716981.1321 | 0 | 202.13 | 0.99656
19454 | 2073-04-05 | 14 | 4 | 24.1 | 24.1 | 19.007 | 1 | 2.05 | 9.259 | 12.38 | 1 | 4716981.1321 | 0 | 202.127 | 0.99654
19461 | 2073-04-12 | 15 | 4 | 24.1 | 24.191 | 19.098 | 1 | 2.05 | 9.259 | 9.267 | 1 | 4716981.1321 | 0 | 202.202 | 0.99691
19468 | 2073-04-19 | 16 | 4 | 24.1 | 24.1 | 19.007 | 1 | 2.05 | 9.259 | 19.789 | 1 | 4716981.1321 | 0 | 202.127 | 0.99654
19475 | 2073-04-26 | 17 | 4 | 24.1 | 24.1 | 19.007 | 1 | 2.05 | 9.259 | 16.758 | 1 | 4716981.1321 | 0 | 202.127 | 0.99654
19482 | 2073-05-03 | 18 | 5 | 25.1 | 25.1 | 20.007 | 1 | 2.05 | 9.259 | 52.086 | 1 | 4716981.1321 | 0 | 202.086 | 0.99634
19489 | 2073-05-10 | 19 | 5 | 25.1 | 25.1 | 20.007 | 1 | 2.05 | 9.259 | 19.138 | 1 | 4716981.1321 | 0 | 202.086 | 0.99634
19496 | 2073-05-17 | 20 | 5 | 25.1 | 25.1 | 20.007 | 1 | 2.05 | 9.259 | 12.702 | 1 | 4716981.1321 | 0 | 202.086 | 0.99634
19503 | 2073-05-24 | 21 | 5 | 25.1 | 25.273 | 20.18 | 1 | 2.05 | 9.259 | 12.347 | 1 | 4716981.1321 | 0 | 202.171 | 0.99676
19510 | 2073-05-31 | 22 | 5 | 25.1 | 25.191 | 20.098 | 1 | 2.05 | 9.259 | 9.144 | 0.98758 | 4716981.1321 | 0.020924 | 200.19 | 0.98699
19517 | 2073-06-07 | 23 | 6 | 25.3 | 25.391 | 20.298 | 1 | 2.05 | 9.259 | 6.887 | 0.74382 | 4716981.1321 | 0.43159 | 195.713 | 0.96492
19524 | 2073-06-14 | 24 | 6 | 25.3 | 25.391 | 20.298 | 1 | 2.05 | 9.259 | 9.174 | 0.99082 | 4716981.1321 | 0.015466 | 196.544 | 0.96902
19531 | 2073-06-21 | 25 | 6 | 25.3 | 25.3 | 20.207 | 1 | 2.05 | 9.259 | 9.169 | 0.99028 | 4716981.1321 | 0.016376 | 198.051 | 0.97645
19538 | 2073-06-28 | 26 | 6 | 25.3 | 25.3 | 20.207 | 1 | 2.05 | 9.259 | 26.4 | 1 | 4716981.1321 | 0 | 202.07 | 0.99626
19545 | 2073-07-05 | 27 | 7 | 26 | 26.133 | 21.04 | 1 | 2.05 | 9.259 | 10.758 | 1 | 4716981.1321 | 0 | 202.129 | 0.99655
19552 | 2073-07-12 | 28 | 7 | 26 | 26 | 20.907 | 1 | 2.05 | 9.259 | 15.864 | 1 | 4716981.1321 | 0 | 202.05 | 0.99616
19559 | 2073-07-19 | 29 | 7 | 26 | 26 | 20.907 | 1 | 2.05 | 9.259 | 21.726 | 1 | 4716981.1321 | 0 | 202.05 | 0.99616
19566 | 2073-07-26 | 30 | 7 | 26 | 26.091 | 20.998 | 1 | 2.05 | 9.259 | 9.189 | 0.99244 | 4716981.1321 | 0.012737 | 198.592 | 0.97912
19573 | 2073-08-02 | 31 | 8 | 26.4 | 26.515 | 21.422 | 1 | 2.05 | 9.259 | 9.172 | 0.9906 | 4716981.1321 | 0.01583 | 199.15 | 0.98187
19580 | 2073-08-09 | 32 | 8 | 26.4 | 26.491 | 21.398 | 1 | 2.05 | 9.259 | 9.19 | 0.99255 | 4716981.1321 | 0.012555 | 195.334 | 0.96305
19587 | 2073-08-16 | 33 | 8 | 26.4 | 26.491 | 21.398 | 1 | 2.05 | 9.259 | 9.203 | 0.99395 | 4716981.1321 | 0.010189 | 188.47 | 0.92921
19594 | 2073-08-23 | 34 | 8 | 26.4 | 26.491 | 21.398 | 1 | 2.05 | 9.259 | 9.204 | 0.99406 | 4716981.1321 | 0.010007 | 181.652 | 0.8956
19601 | 2073-08-30 | 35 | 8 | 26.4 | 26.491 | 21.398 | 1 | 2.05 | 9.259 | 9.209 | 0.9946 | 4716981.1321 | 0.0090975 | 173.385 | 0.85484
19608 | 2073-09-06 | 36 | 9 | 25 | 25.091 | 19.998 | 1 | 2.05 | 9.259 | 6.902 | 0.74544 | 4716981.1321 | 0.42886 | 165.309 | 0.81502
19615 | 2073-09-13 | 37 | 9 | 25 | 25.091 | 19.998 | 1 | 2.05 | 9.259 | 6.898 | 0.745 | 4716981.1321 | 0.42959 | 158.386 | 0.78089
19622 | 2073-09-20 | 38 | 9 | 25 | 25 | 19.907 | 1 | 2.05 | 9.259 | 6.853 | 0.74014 | 4716981.1321 | 0.43777 | 162.372 | 0.80054
19629 | 2073-09-27 | 39 | 9 | 25 | 25.091 | 19.998 | 1 | 2.05 | 9.259 | 6.879 | 0.74295 | 4716981.1321 | 0.43304 | 160.233 | 0.78999
19636 | 2073-10-04 | 40 | 10 | 24.3 | 24.391 | 19.298 | 1 | 2.05 | 9.259 | 6.874 | 0.74241 | 4716981.1321 | 0.43395 | 159.271 | 0.78525
19643 | 2073-10-11 | 41 | 10 | 24.3 | 24.391 | 19.298 | 1 | 2.05 | 9.259 | 6.883 | 0.74338 | 4716981.1321 | 0.43232 | 156.347 | 0.77084
19650 | 2073-10-18 | 42 | 10 | 24.3 | 24.391 | 19.298 | 1 | 2.05 | 9.259 | 6.883 | 0.74338 | 4716981.1321 | 0.43232 | 153.56 | 0.75709
19657 | 2073-10-25 | 43 | 10 | 24.3 | 24.391 | 19.298 | 1 | 2.05 | 9.259 | 6.887 | 0.74382 | 4716981.1321 | 0.43159 | 149.673 | 0.73793
19664 | 2073-11-01 | 44 | 11 | 24.7 | 24.791 | 19.698 | 1 | 2.05 | 9.259 | 6.882 | 0.74328 | 4716981.1321 | 0.4325 | 146.808 | 0.72381
19671 | 2073-11-08 | 45 | 11 | 24.7 | 24.791 | 19.698 | 1 | 2.05 | 9.259 | 6.88 | 0.74306 | 4716981.1321 | 0.43286 | 144.416 | 0.71201
19678 | 2073-11-15 | 46 | 11 | 24.7 | 24.791 | 19.698 | 1 | 2.05 | 9.259 | 6.887 | 0.74382 | 4716981.1321 | 0.43159 | 140.318 | 0.69181
19685 | 2073-11-22 | 47 | 11 | 24.7 | 24.791 | 19.698 | 1 | 2.05 | 9.259 | 6.89 | 0.74414 | 4716981.1321 | 0.43104 | 135.479 | 0.66795
19692 | 2073-11-29 | 48 | 11 | 24.7 | 24.791 | 19.698 | 1 | 2.05 | 9.259 | 6.879 | 0.74295 | 4716981.1321 | 0.43304 | 133.156 | 0.6565
19699 | 2073-12-06 | 49 | 12 | 25.5 | 25.591 | 20.498 | 1 | 2.05 | 9.259 | 6.868 | 0.74176 | 4716981.1321 | 0.43504 | 132.992 | 0.65569
19706 | 2073-12-13 | 50 | 12 | 25.5 | 25.591 | 20.498 | 1 | 2.05 | 9.259 | 6.875 | 0.74252 | 4716981.1321 | 0.43377 | 131.103 | 0.64638
19713 | 2073-12-20 | 51 | 12 | 25.5 | 25.5 | 20.407 | 1 | 2.05 | 9.259 | 16.72 | 1 | 4716981.1321 | 0 | 142.624 | 0.70318
19720 | 2073-12-27 | 52 | 12 | 25.5 | 25.5 | 20.407 | 1 | 2.05 | 9.259 | 6.841 | 0.73885 | 4716981.1321 | 0.43996 | 148.278 | 0.73105
19727 | 2074-01-03 | 1 | 1 | 24.7 | 24.7 | 19.607 | 1 | 2.05 | 9.259 | 80.795 | 1 | 4716981.1321 | 0 | 161.113 | 0.79433
19734 | 2074-01-10 | 2 | 1 | 24.7 | 24.7 | 19.607 | 1 | 2.05 | 9.259 | 137.915 | 1 | 4716981.1321 | 0 | 176.761 | 0.87148
19741 | 2074-01-17 | 3 | 1 | 24.7 | 24.7 | 19.607 | 1 | 2.05 | 9.259 | 85.865 | 1 | 4716981.1321 | 0 | 190.062 | 0.93706
19748 | 2074-01-24 | 4 | 1 | 24.7 | 24.7 | 19.607 | 1 | 2.05 | 9.259 | 70.29 | 1 | 4716981.1321 | 0 | 202.117 | 0.99649
19755 | 2074-01-31 | 5 | 1 | 24.7 | 24.7 | 19.607 | 1 | 2.05 | 9.259 | 90.27 | 1 | 4716981.1321 | 0 | 202.117 | 0.99649
19762 | 2074-02-07 | 6 | 2 | 24.4 | 24.4 | 19.307 | 1 | 2.05 | 9.259 | 245.219 | 1 | 4716981.1321 | 0 | 202.126 | 0.99654
19769 | 2074-02-14 | 7 | 2 | 24.4 | 24.4 | 19.307 | 1 | 2.05 | 9.259 | 257.116 | 1 | 4716981.1321 | 0 | 202.126 | 0.99654
19776 | 2074-02-21 | 8 | 2 | 24.4 | 24.4 | 19.307 | 1 | 2.05 | 9.259 | 112.334 | 1 | 4716981.1321 | 0 | 202.126 | 0.99654
19783 | 2074-02-28 | 9 | 2 | 24.4 | 24.4 | 19.307 | 1 | 2.05 | 9.259 | 87.279 | 1 | 4716981.1321 | 0 | 202.126 | 0.99654
19790 | 2074-03-07 | 10 | 3 | 24.1 | 24.1 | 19.007 | 1 | 2.05 | 9.259 | 113.159 | 1 | 4716981.1321 | 0 | 202.13 | 0.99656
19797 | 2074-03-14 | 11 | 3 | 24.1 | 24.1 | 19.007 | 1 | 2.05 | 9.259 | 96.468 | 1 | 4716981.1321 | 0 | 202.13 | 0.99656
19804 | 2074-03-21 | 12 | 3 | 24.1 | 24.1 | 19.007 | 1 | 2.05 | 9.259 | 69.439 | 1 | 4716981.1321 | 0 | 202.13 | 0.99656
19811 | 2074-03-28 | 13 | 3 | 24.1 | 24.1 | 19.007 | 1 | 2.05 | 9.259 | 50.922 | 1 | 4716981.1321 | 0 | 202.13 | 0.99656
19818 | 2074-04-04 | 14 | 4 | 24.1 | 24.1 | 19.007 | 1 | 2.05 | 9.259 | 39.577 | 1 | 4716981.1321 | 0 | 202.127 | 0.99654
19825 | 2074-04-11 | 15 | 4 | 24.1 | 24.1 | 19.007 | 1 | 2.05 | 9.259 | 33.731 | 1 | 4716981.1321 | 0 | 202.127 | 0.99654
19832 | 2074-04-18 | 16 | 4 | 24.1 | 24.1 | 19.007 | 1 | 2.05 | 9.259 | 25.757 | 1 | 4716981.1321 | 0 | 202.127 | 0.99654
19839 | 2074-04-25 | 17 | 4 | 24.1 | 24.1 | 19.007 | 1 | 2.05 | 9.259 | 29.294 | 1 | 4716981.1321 | 0 | 202.127 | 0.99654
19846 | 2074-05-02 | 18 | 5 | 25.1 | 25.1 | 20.007 | 1 | 2.05 | 9.259 | 24.564 | 1 | 4716981.1321 | 0 | 202.086 | 0.99634
19853 | 2074-05-09 | 19 | 5 | 25.1 | 25.1 | 20.007 | 1 | 2.05 | 9.259 | 21.84 | 1 | 4716981.1321 | 0 | 202.086 | 0.99634
19860 | 2074-05-16 | 20 | 5 | 25.1 | 25.1 | 20.007 | 1 | 2.05 | 9.259 | 12.328 | 1 | 4716981.1321 | 0 | 202.086 | 0.99634
19867 | 2074-05-23 | 21 | 5 | 25.1 | 25.191 | 20.098 | 1 | 2.05 | 9.259 | 10.738 | 1 | 4716981.1321 | 0 | 202.161 | 0.99671
19874 | 2074-05-30 | 22 | 5 | 25.1 | 25.191 | 20.098 | 1 | 2.05 | 9.259 | 9.136 | 0.98672 | 4716981.1321 | 0.02238 | 200.33 | 0.98768
19881 | 2074-06-06 | 23 | 6 | 25.3 | 25.391 | 20.298 | 1 | 2.05 | 9.259 | 9.183 | 0.99179 | 4716981.1321 | 0.013828 | 198.933 | 0.9808
19888 | 2074-06-13 | 24 | 6 | 25.3 | 25.391 | 20.298 | 1 | 2.05 | 9.259 | 9.181 | 0.99158 | 4716981.1321 | 0.014192 | 197.946 | 0.97593
19895 | 2074-06-20 | 25 | 6 | 25.3 | 25.391 | 20.298 | 1 | 2.05 | 9.259 | 8.479 | 0.91576 | 4716981.1321 | 0.14192 | 196.952 | 0.97103
19902 | 2074-06-27 | 26 | 6 | 25.3 | 25.3 | 20.207 | 1 | 2.05 | 9.259 | 11.567 | 1 | 4716981.1321 | 0 | 202.07 | 0.99626
19909 | 2074-07-04 | 27 | 7 | 26 | 26.091 | 20.998 | 1 | 2.05 | 9.259 | 9.135 | 0.98661 | 4716981.1321 | 0.022562 | 200.385 | 0.98796
19916 | 2074-07-11 | 28 | 7 | 26 | 26.091 | 20.998 | 1 | 2.05 | 9.259 | 9.186 | 0.99212 | 4716981.1321 | 0.013282 | 197.985 | 0.97612
19923 | 2074-07-18 | 29 | 7 | 26 | 26.091 | 20.998 | 1 | 2.05 | 9.259 | 9.197 | 0.9933 | 4716981.1321 | 0.011281 | 192.815 | 0.95063
19930 | 2074-07-25 | 30 | 7 | 26 | 26.091 | 20.998 | 1 | 2.05 | 9.259 | 6.894 | 0.74457 | 4716981.1321 | 0.43031 | 186.033 | 0.9172
19937 | 2074-08-01 | 31 | 8 | 26.4 | 26.491 | 21.398 | 1 | 2.05 | 9.259 | 6.886 | 0.74371 | 4716981.1321 | 0.43177 | 181.192 | 0.89333
19944 | 2074-08-08 | 32 | 8 | 26.4 | 26.491 | 21.398 | 1 | 2.05 | 9.259 | 6.882 | 0.74328 | 4716981.1321 | 0.4325 | 178.338 | 0.87926
19951 | 2074-08-15 | 33 | 8 | 26.4 | 26.491 | 21.398 | 1 | 2.05 | 9.259 | 6.886 | 0.74371 | 4716981.1321 | 0.43177 | 173.556 | 0.85568
19958 | 2074-08-22 | 34 | 8 | 26.4 | 26.491 | 21.398 | 1 | 2.05 | 9.259 | 6.884 | 0.74349 | 4716981.1321 | 0.43213 | 169.405 | 0.83522
19965 | 2074-08-29 | 35 | 8 | 26.4 | 26.4 | 21.307 | 1 | 2.05 | 9.259 | 7.43 | 0.80246 | 4716981.1321 | 0.33279 | 172.862 | 0.85226
19972 | 2074-09-05 | 36 | 9 | 25 | 25 | 19.907 | 1 | 2.05 | 9.259 | 47.986 | 1 | 4716981.1321 | 0 | 185.602 | 0.91507
19979 | 2074-09-12 | 37 | 9 | 25 | 25 | 19.907 | 1 | 2.05 | 9.259 | 9.161 | 0.98942 | 4716981.1321 | 0.017831 | 188.804 | 0.93086
19986 | 2074-09-19 | 38 | 9 | 25 | 25 | 19.907 | 1 | 2.05 | 9.259 | 9.135 | 0.98661 | 4716981.1321 | 0.022562 | 198.702 | 0.97966
19993 | 2074-09-26 | 39 | 9 | 25 | 25 | 19.907 | 1 | 2.05 | 9.259 | 113.42 | 1 | 4716981.1321 | 0 | 202.09 | 0.99636
20000 | 2074-10-03 | 40 | 10 | 24.3 | 24.3 | 19.207 | 1 | 2.05 | 9.259 | 95.813 | 1 | 4716981.1321 | 0 | 202.121 | 0.99651
20007 | 2074-10-10 | 41 | 10 | 24.3 | 24.3 | 19.207 | 1 | 2.05 | 9.259 | 75.42 | 1 | 4716981.1321 | 0 | 202.121 | 0.99651
20014 | 2074-10-17 | 42 | 10 | 24.3 | 24.3 | 19.207 | 1 | 2.05 | 9.259 | 121.022 | 1 | 4716981.1321 | 0 | 202.121 | 0.99651
20021 | 2074-10-24 | 43 | 10 | 24.3 | 24.3 | 19.207 | 1 | 2.05 | 9.259 | 48.043 | 1 | 4716981.1321 | 0 | 202.121 | 0.99651
20028 | 2074-10-31 | 44 | 10 | 24.3 | 24.3 | 19.207 | 1 | 2.05 | 9.259 | 37.841 | 1 | 4716981.1321 | 0 | 202.121 | 0.99651
20035 | 2074-11-07 | 45 | 11 | 24.7 | 24.7 | 19.607 | 1 | 2.05 | 9.259 | 56.517 | 1 | 4716981.1321 | 0 | 202.124 | 0.99653
20042 | 2074-11-14 | 46 | 11 | 24.7 | 24.7 | 19.607 | 1 | 2.05 | 9.259 | 330.931 | 1 | 4716981.1321 | 0 | 202.124 | 0.99653
20049 | 2074-11-21 | 47 | 11 | 24.7 | 24.7 | 19.607 | 1 | 2.05 | 9.259 | 390.931 | 1 | 4716981.1321 | 0 | 202.124 | 0.99653
20056 | 2074-11-28 | 48 | 11 | 24.7 | 24.7 | 19.607 | 1 | 2.05 | 9.259 | 129.293 | 1 | 4716981.1321 | 0 | 202.124 | 0.99653
20063 | 2074-12-05 | 49 | 12 | 25.5 | 25.5 | 20.407 | 1 | 2.05 | 9.259 | 78.823 | 1 | 4716981.1321 | 0 | 202.085 | 0.99634
20070 | 2074-12-12 | 50 | 12 | 25.5 | 25.5 | 20.407 | 1 | 2.05 | 9.259 | 82.38 | 1 | 4716981.1321 | 0 | 202.085 | 0.99634
20077 | 2074-12-19 | 51 | 12 | 25.5 | 25.5 | 20.407 | 1 | 2.05 | 9.259 | 68.967 | 1 | 4716981.1321 | 0 | 202.085 | 0.99634
20084 | 2074-12-26 | 52 | 12 | 25.5 | 25.5 | 20.407 | 1 | 2.05 | 9.259 | 151.987 | 1 | 4716981.1321 | 0 | 202.085 | 0.99634
20091 | 2075-01-02 | 1 | 1 | 24.7 | 24.7 | 19.607 | 1 | 2.05 | 9.259 | 82.998 | 1 | 4716981.1321 | 0 | 202.117 | 0.99649
20098 | 2075-01-09 | 2 | 1 | 24.7 | 24.7 | 19.607 | 1 | 2.05 | 9.259 | 67.342 | 1 | 4716981.1321 | 0 | 202.117 | 0.99649
20105 | 2075-01-16 | 3 | 1 | 24.7 | 24.7 | 19.607 | 1 | 2.05 | 9.259 | 216.683 | 1 | 4716981.1321 | 0 | 202.117 | 0.99649
20112 | 2075-01-23 | 4 | 1 | 24.7 | 24.7 | 19.607 | 1 | 2.05 | 9.259 | 270.393 | 1 | 4716981.1321 | 0 | 202.117 | 0.99649
20119 | 2075-01-30 | 5 | 1 | 24.7 | 24.7 | 19.607 | 1 | 2.05 | 9.259 | 223.07 | 1 | 4716981.1321 | 0 | 202.117 | 0.99649
20126 | 2075-02-06 | 6 | 2 | 24.4 | 24.4 | 19.307 | 1 | 2.05 | 9.259 | 121.314 | 1 | 4716981.1321 | 0 | 202.126 | 0.99654
20133 | 2075-02-13 | 7 | 2 | 24.4 | 24.4 | 19.307 | 1 | 2.05 | 9.259 | 174.867 | 1 | 4716981.1321 | 0 | 202.126 | 0.99654
20140 | 2075-02-20 | 8 | 2 | 24.4 | 24.4 | 19.307 | 1 | 2.05 | 9.259 | 129.931 | 1 | 4716981.1321 | 0 | 202.126 | 0.99654
20147 | 2075-02-27 | 9 | 2 | 24.4 | 24.4 | 19.307 | 1 | 2.05 | 9.259 | 89.614 | 1 | 4716981.1321 | 0 | 202.126 | 0.99654
20154 | 2075-03-06 | 10 | 3 | 24.1 | 24.1 | 19.007 | 1 | 2.05 | 9.259 | 225.751 | 1 | 4716981.1321 | 0 | 202.13 | 0.99656
20161 | 2075-03-13 | 11 | 3 | 24.1 | 24.1 | 19.007 | 1 | 2.05 | 9.259 | 228.758 | 1 | 4716981.1321 | 0 | 202.13 | 0.99656
20168 | 2075-03-20 | 12 | 3 | 24.1 | 24.1 | 19.007 | 1 | 2.05 | 9.259 | 149.393 | 1 | 4716981.1321 | 0 | 202.13 | 0.99656
20175 | 2075-03-27 | 13 | 3 | 24.1 | 24.1 | 19.007 | 1 | 2.05 | 9.259 | 153.86 | 1 | 4716981.1321 | 0 | 202.13 | 0.99656
20182 | 2075-04-03 | 14 | 4 | 24.1 | 24.1 | 19.007 | 1 | 2.05 | 9.259 | 123.203 | 1 | 4716981.1321 | 0 | 202.127 | 0.99654
20189 | 2075-04-10 | 15 | 4 | 24.1 | 24.1 | 19.007 | 1 | 2.05 | 9.259 | 96.899 | 1 | 4716981.1321 | 0 | 202.127 | 0.99654
20196 | 2075-04-17 | 16 | 4 | 24.1 | 24.1 | 19.007 | 1 | 2.05 | 9.259 | 127.944 | 1 | 4716981.1321 | 0 | 202.127 | 0.99654
20203 | 2075-04-24 | 17 | 4 | 24.1 | 24.1 | 19.007 | 1 | 2.05 | 9.259 | 66.466 | 1 | 4716981.1321 | 0 | 202.127 | 0.99654
20210 | 2075-05-01 | 18 | 5 | 25.1 | 25.1 | 20.007 | 1 | 2.05 | 9.259 | 55.82 | 1 | 4716981.1321 | 0 | 202.086 | 0.99634
20217 | 2075-05-08 | 19 | 5 | 25.1 | 25.1 | 20.007 | 1 | 2.05 | 9.259 | 58.676 | 1 | 4716981.1321 | 0 | 202.086 | 0.99634
20224 | 2075-05-15 | 20 | 5 | 25.1 | 25.1 | 20.007 | 1 | 2.05 | 9.259 | 114.402 | 1 | 4716981.1321 | 0 | 202.086 | 0.99634
20231 | 2075-05-22 | 21 | 5 | 25.1 | 25.1 | 20.007 | 1 | 2.05 | 9.259 | 47.226 | 1 | 4716981.1321 | 0 | 202.086 | 0.99634
20238 | 2075-05-29 | 22 | 5 | 25.1 | 25.1 | 20.007 | 1 | 2.05 | 9.259 | 35.057 | 1 | 4716981.1321 | 0 | 202.086 | 0.99634
20245 | 2075-06-05 | 23 | 6 | 25.3 | 25.3 | 20.207 | 1 | 2.05 | 9.259 | 23.713 | 1 | 4716981.1321 | 0 | 202.07 | 0.99626
20252 | 2075-06-12 | 24 | 6 | 25.3 | 25.3 | 20.207 | 1 | 2.05 | 9.259 | 18.507 | 1 | 4716981.1321 | 0 | 202.07 | 0.99626
20259 | 2075-06-19 | 25 | 6 | 25.3 | 25.3 | 20.207 | 1 | 2.05 | 9.259 | 14.955 | 1 | 4716981.1321 | 0 | 202.07 | 0.99626
20266 | 2075-06-26 | 26 | 6 | 25.3 | 25.391 | 20.298 | 1 | 2.05 | 9.259 | 10.736 | 1 | 4716981.1321 | 0 | 202.144 | 0.99663
20273 | 2075-07-03 | 27 | 7 | 26 | 26.091 | 20.998 | 1 | 2.05 | 9.259 | 9.99 | 1 | 4716981.1321 | 0 | 202.124 | 0.99653
20280 | 2075-07-10 | 28 | 7 | 26 | 26 | 20.907 | 1 | 2.05 | 9.259 | 11.432 | 1 | 4716981.1321 | 0 | 202.05 | 0.99616
20287 | 2075-07-17 | 29 | 7 | 26 | 26.091 | 20.998 | 1 | 2.05 | 9.259 | 9.953 | 1 | 4716981.1321 | 0 | 202.124 | 0.99653
20294 | 2075-07-24 | 30 | 7 | 26 | 26.091 | 20.998 | 1 | 2.05 | 9.259 | 9.188 | 0.99233 | 4716981.1321 | 0.012919 | 198.876 | 0.98052
20301 | 2075-07-31 | 31 | 7 | 26 | 26.091 | 20.998 | 1 | 2.05 | 9.259 | 9.197 | 0.9933 | 4716981.1321 | 0.011281 | 194.088 | 0.95691
20308 | 2075-08-07 | 32 | 8 | 26.4 | 26.491 | 21.398 | 1 | 2.05 | 9.259 | 9.201 | 0.99374 | 4716981.1321 | 0.010553 | 188.053 | 0.92716
20315 | 2075-08-14 | 33 | 8 | 26.4 | 26.491 | 21.398 | 1 | 2.05 | 9.259 | 9.204 | 0.99406 | 4716981.1321 | 0.010007 | 181.424 | 0.89447
20322 | 2075-08-21 | 34 | 8 | 26.4 | 26.491 | 21.398 | 1 | 2.05 | 9.259 | 7.97 | 0.86078 | 4716981.1321 | 0.23453 | 176.09 | 0.86817
20329 | 2075-08-28 | 35 | 8 | 26.4 | 26.491 | 21.398 | 1 | 2.05 | 9.259 | 6.893 | 0.74446 | 4716981.1321 | 0.4305 | 169.787 | 0.8371
20336 | 2075-09-04 | 36 | 9 | 25 | 25.091 | 19.998 | 1 | 2.05 | 9.259 | 6.895 | 0.74468 | 4716981.1321 | 0.43013 | 163.755 | 0.80736
20343 | 2075-09-11 | 37 | 9 | 25 | 25 | 19.907 | 1 | 2.05 | 9.259 | 9.146 | 0.9878 | 4716981.1321 | 0.02056 | 171.405 | 0.84508
20350 | 2075-09-18 | 38 | 9 | 25 | 25.091 | 19.998 | 1 | 2.05 | 9.259 | 9.186 | 0.99212 | 4716981.1321 | 0.013282 | 169.485 | 0.83561
20357 | 2075-09-25 | 39 | 9 | 25 | 25 | 19.907 | 1 | 2.05 | 9.259 | 16.643 | 1 | 4716981.1321 | 0 | 182.374 | 0.89916
20364 | 2075-10-02 | 40 | 10 | 24.3 | 24.3 | 19.207 | 1 | 2.05 | 9.259 | 9.17 | 0.99039 | 4716981.1321 | 0.016194 | 184.535 | 0.90981
20371 | 2075-10-09 | 41 | 10 | 24.3 | 24.391 | 19.298 | 1 | 2.05 | 9.259 | 9.186 | 0.99212 | 4716981.1321 | 0.013282 | 183.179 | 0.90312
20378 | 2075-10-16 | 42 | 10 | 24.3 | 24.391 | 19.298 | 1 | 2.05 | 9.259 | 9.186 | 0.99212 | 4716981.1321 | 0.013282 | 181.932 | 0.89698
20385 | 2075-10-23 | 43 | 10 | 24.3 | 24.391 | 19.298 | 1 | 2.05 | 9.259 | 9.198 | 0.99341 | 4716981.1321 | 0.011099 | 177.671 | 0.87597
20392 | 2075-10-30 | 44 | 10 | 24.3 | 24.391 | 19.298 | 1 | 2.05 | 9.259 | 9.194 | 0.99298 | 4716981.1321 | 0.011827 | 174.455 | 0.86011
20399 | 2075-11-06 | 45 | 11 | 24.7 | 24.791 | 19.698 | 1 | 2.05 | 9.259 | 9.194 | 0.99298 | 4716981.1321 | 0.011827 | 171.288 | 0.8445
20406 | 2075-11-13 | 46 | 11 | 24.7 | 24.7 | 19.607 | 1 | 2.05 | 9.259 | 9.163 | 0.98963 | 4716981.1321 | 0.017467 | 175.258 | 0.86407
20413 | 2075-11-20 | 47 | 11 | 24.7 | 24.791 | 19.698 | 1 | 2.05 | 9.259 | 9.184 | 0.9919 | 4716981.1321 | 0.013646 | 174.503 | 0.86035
20420 | 2075-11-27 | 48 | 11 | 24.7 | 24.7 | 19.607 | 1 | 2.05 | 9.259 | 42.809 | 1 | 4716981.1321 | 0 | 187.617 | 0.92501
20427 | 2075-12-04 | 49 | 12 | 25.5 | 25.5 | 20.407 | 1 | 2.05 | 9.259 | 9.151 | 0.98834 | 4716981.1321 | 0.019651 | 193.421 | 0.95362
20434 | 2075-12-11 | 50 | 12 | 25.5 | 25.591 | 20.498 | 1 | 2.05 | 9.259 | 9.177 | 0.99114 | 4716981.1321 | 0.01492 | 193.504 | 0.95403
20441 | 2075-12-18 | 51 | 12 | 25.5 | 25.591 | 20.498 | 1 | 2.05 | 9.259 | 9.184 | 0.9919 | 4716981.1321 | 0.013646 | 191.971 | 0.94647
20448 | 2075-12-25 | 52 | 12 | 25.5 | 25.591 | 20.498 | 1 | 2.05 | 9.259 | 9.179 | 0.99136 | 4716981.1321 | 0.014556 | 191.796 | 0.94561
20455 | 2076-01-01 | 1 | 1 | 24.7 | 24.7 | 19.607 | 1 | 2.05 | 9.259 | 9.166 | 0.98996 | 4716981.1321 | 0.016921 | 195.147 | 0.96213
20462 | 2076-01-08 | 2 | 1 | 24.7 | 25.106 | 20.013 | 1 | 2.05 | 9.259 | 9.166 | 0.98996 | 4716981.1321 | 0.016921 | 197.387 | 0.97317
20469 | 2076-01-15 | 3 | 1 | 24.7 | 24.791 | 19.698 | 1 | 2.05 | 9.259 | 9.186 | 0.99212 | 4716981.1321 | 0.013282 | 195.787 | 0.96529
20476 | 2076-01-22 | 4 | 1 | 24.7 | 24.791 | 19.698 | 1 | 2.05 | 9.259 | 9.186 | 0.99212 | 4716981.1321 | 0.013282 | 194.336 | 0.95813
20483 | 2076-01-29 | 5 | 1 | 24.7 | 24.791 | 19.698 | 1 | 2.05 | 9.259 | 9.196 | 0.9932 | 4716981.1321 | 0.011463 | 190.385 | 0.93865
20490 | 2076-02-05 | 6 | 2 | 24.4 | 24.491 | 19.398 | 1 | 2.05 | 9.259 | 9.196 | 0.9932 | 4716981.1321 | 0.011463 | 186.696 | 0.92046
20497 | 2076-02-12 | 7 | 2 | 24.4 | 24.4 | 19.307 | 1 | 2.05 | 9.259 | 9.143 | 0.98747 | 4716981.1321 | 0.021106 | 194.971 | 0.96126
20504 | 2076-02-19 | 8 | 2 | 24.4 | 24.491 | 19.398 | 1 | 2.05 | 9.259 | 9.187 | 0.99222 | 4716981.1321 | 0.0131 | 193.405 | 0.95354
20511 | 2076-02-26 | 9 | 2 | 24.4 | 24.491 | 19.398 | 1 | 2.05 | 9.259 | 9.189 | 0.99244 | 4716981.1321 | 0.012737 | 191.214 | 0.94274
20518 | 2076-03-04 | 10 | 3 | 24.1 | 24.191 | 19.098 | 1 | 2.05 | 9.259 | 6.884 | 0.74349 | 4716981.1321 | 0.43213 | 188.18 | 0.92778
20525 | 2076-03-11 | 11 | 3 | 24.1 | 24.191 | 19.098 | 1 | 2.05 | 9.259 | 6.868 | 0.74176 | 4716981.1321 | 0.43504 | 188.808 | 0.93088
20532 | 2076-03-18 | 12 | 3 | 24.1 | 24.191 | 19.098 | 1 | 2.05 | 9.259 | 6.871 | 0.74209 | 4716981.1321 | 0.4345 | 188.608 | 0.92989
20539 | 2076-03-25 | 13 | 3 | 24.1 | 24.191 | 19.098 | 1 | 2.05 | 9.259 | 6.883 | 0.74338 | 4716981.1321 | 0.43232 | 185.611 | 0.91512
20546 | 2076-04-01 | 14 | 4 | 24.1 | 23.878 | 18.785 | 0.99079 | 2.098 | 9.259 | 4.571 | 0.49368 | 4716981.1321 | 0.85299 | 184.275 | 0.90853
20553 | 2076-04-08 | 15 | 4 | 24.1 | 23.878 | 18.785 | 0.99079 | 2.098 | 9.259 | 4.575 | 0.49411 | 4716981.1321 | 0.85226 | 182.032 | 0.89747
20560 | 2076-04-15 | 16 | 4 | 24.1 | 23.878 | 18.785 | 0.99079 | 2.098 | 9.259 | 4.57 | 0.49357 | 4716981.1321 | 0.85317 | 181.212 | 0.89343
20567 | 2076-04-22 | 17 | 4 | 24.1 | 23.878 | 18.785 | 0.99079 | 2.098 | 9.259 | 4.582 | 0.49487 | 4716981.1321 | 0.85098 | 177.237 | 0.87383
20574 | 2076-04-29 | 18 | 4 | 24.1 | 23.878 | 18.785 | 0.99079 | 2.098 | 9.259 | 4.585 | 0.49519 | 4716981.1321 | 0.85044 | 172.577 | 0.85085
20581 | 2076-05-06 | 19 | 5 | 25.1 | 24.865 | 19.772 | 0.99064 | 2.0988 | 9.259 | 4.588 | 0.49552 | 4716981.1321 | 0.84989 | 166.742 | 0.82209
20588 | 2076-05-13 | 20 | 5 | 25.1 | 24.865 | 19.772 | 0.99064 | 2.0988 | 9.259 | 4.595 | 0.49627 | 4716981.1321 | 0.84862 | 159.216 | 0.78498
20595 | 2076-05-20 | 21 | 5 | 25.1 | 24.865 | 19.772 | 0.99064 | 2.0988 | 9.259 | 4.588 | 0.49552 | 4716981.1321 | 0.84989 | 153.45 | 0.75655
20602 | 2076-05-27 | 22 | 5 | 25.1 | 24.263 | 19.17 | 0.96665 | 2.2314 | 9.259 | 4.594 | 0.49617 | 4716981.1321 | 0.8488 | 146.928 | 0.7244
20609 | 2076-06-03 | 23 | 6 | 25.3 | 23.595 | 18.502 | 0.93261 | 2.4406 | 9.259 | 4.598 | 0.4966 | 4716981.1321 | 0.84807 | 139.329 | 0.68693
20616 | 2076-06-10 | 24 | 6 | 25.3 | 22.685 | 17.592 | 0.89664 | 2.6928 | 9.259 | 3.44 | 0.37153 | 4716981.1321 | 1.0588 | 131.255 | 0.64712
20623 | 2076-06-17 | 25 | 6 | 25.3 | 22.593 | 17.5 | 0.893 | 2.7203 | 9.259 | 3.44 | 0.37153 | 4716981.1321 | 1.0588 | 126.102 | 0.62172
20630 | 2076-06-24 | 26 | 6 | 25.3 | 22.593 | 17.5 | 0.893 | 2.7203 | 9.259 | 3.449 | 0.3725 | 4716981.1321 | 1.0571 | 118.379 | 0.58364
20637 | 2076-07-01 | 27 | 7 | 26 | 23.14 | 18.047 | 0.89 | 2.7433 | 9.259 | 3.453 | 0.37293 | 4716981.1321 | 1.0564 | 109.459 | 0.53966
20644 | 2076-07-08 | 28 | 7 | 26 | 23.14 | 18.047 | 0.89 | 2.7433 | 9.259 | 2.912 | 0.3145 | 4716981.1321 | 1.1548 | 99.538 | 0.49075
20651 | 2076-07-15 | 29 | 7 | 26 | 23.14 | 18.047 | 0.89 | 2.7433 | 9.259 | 3.442 | 0.37175 | 4716981.1321 | 1.0584 | 94.136 | 0.46412
20658 | 2076-07-22 | 30 | 7 | 26 | 23.14 | 18.047 | 0.89 | 2.7433 | 9.259 | 3.451 | 0.37272 | 4716981.1321 | 1.0568 | 85.567 | 0.42187
20665 | 2076-07-29 | 31 | 7 | 26 | 21.32 | 16.227 | 0.82 | 3.3668 | 9.259 | 3.072 | 0.33179 | 4716981.1321 | 1.1257 | 76.968 | 0.37947
20672 | 2076-08-05 | 32 | 8 | 26.4 | 21.648 | 16.555 | 0.82 | 3.3668 | 9.259 | 3.249 | 0.3509 | 4716981.1321 | 1.0935 | 68.253 | 0.33651
20679 | 2076-08-12 | 33 | 8 | 26.4 | 21.648 | 16.555 | 0.82 | 3.3668 | 9.259 | 2.453 | 0.26493 | 4716981.1321 | 1.2384 | 59.217 | 0.29196
20686 | 2076-08-19 | 34 | 8 | 26.4 | 21.648 | 16.555 | 0.82 | 3.3668 | 9.259 | 2.616 | 0.28254 | 4716981.1321 | 1.2087 | 50.184 | 0.24742
20693 | 2076-08-26 | 35 | 8 | 26.4 | 21.648 | 16.555 | 0.82 | 3.3668 | 9.259 | 2.942 | 0.31774 | 4716981.1321 | 1.1494 | 41.223 | 0.20324
20700 | 2076-09-02 | 36 | 9 | 25 | 20.5 | 15.407 | 0.82 | 3.3668 | 9.259 | 3.29 | 0.35533 | 4716981.1321 | 1.0861 | 33.336 | 0.16436
20707 | 2076-09-09 | 37 | 9 | 25 | 20.5 | 15.407 | 0.82 | 3.3668 | 9.259 | 3.438 | 0.37131 | 4716981.1321 | 1.0591 | 30.908 | 0.15239
20714 | 2076-09-16 | 38 | 9 | 25 | 20.5 | 15.407 | 0.82 | 3.3668 | 9.259 | 3.445 | 0.37207 | 4716981.1321 | 1.0579 | 25.217 | 0.12433
20721 | 2076-09-23 | 39 | 9 | 25 | 20.5 | 15.407 | 0.82 | 3.3668 | 9.259 | 3.397 | 0.36689 | 4716981.1321 | 1.0666 | 32.28 | 0.15915
20728 | 2076-09-30 | 40 | 9 | 25 | 19.926 | 14.833 | 0.79704 | 3.6145 | 9.259 | 4.685 | 0.50599 | 4716981.1321 | 0.83224 | 49.596 | 0.24452
20735 | 2076-10-07 | 41 | 10 | 24.3 | 19.926 | 14.833 | 0.82 | 3.3668 | 9.259 | 3.373 | 0.36429 | 4716981.1321 | 1.071 | 61.246 | 0.30196
20742 | 2076-10-14 | 42 | 10 | 24.3 | 23.109 | 18.016 | 0.95099 | 2.3244 | 9.259 | 17.188 | 1 | 4716981.1321 | 0 | 76.104 | 0.37521
20749 | 2076-10-21 | 43 | 10 | 24.3 | 23.975 | 18.882 | 0.98663 | 2.1202 | 9.259 | 11.62 | 1 | 4716981.1321 | 0 | 89.63 | 0.4419
20756 | 2076-10-28 | 44 | 10 | 24.3 | 24.008 | 18.915 | 0.98798 | 2.1129 | 9.259 | 11.332 | 1 | 4716981.1321 | 0 | 102.192 | 0.50384
20763 | 2076-11-04 | 45 | 11 | 24.7 | 24.428 | 19.335 | 0.98899 | 2.1075 | 9.259 | 22.347 | 1 | 4716981.1321 | 0 | 114.173 | 0.56291
20770 | 2076-11-11 | 46 | 11 | 24.7 | 24.7 | 19.607 | 1 | 2.05 | 9.259 | 52.98 | 1 | 4716981.1321 | 0 | 130.092 | 0.64139
20777 | 2076-11-18 | 47 | 11 | 24.7 | 24.7 | 19.607 | 1 | 2.05 | 9.259 | 7.452 | 0.80484 | 4716981.1321 | 0.32879 | 141.685 | 0.69855
20784 | 2076-11-25 | 48 | 11 | 24.7 | 24.7 | 19.607 | 1 | 2.05 | 9.259 | 74.165 | 1 | 4716981.1321 | 0 | 159.957 | 0.78863
20791 | 2076-12-02 | 49 | 12 | 25.5 | 25.5 | 20.407 | 1 | 2.05 | 9.259 | 110.009 | 1 | 4716981.1321 | 0 | 174.484 | 0.86026
20798 | 2076-12-09 | 50 | 12 | 25.5 | 25.5 | 20.407 | 1 | 2.05 | 9.259 | 52.863 | 1 | 4716981.1321 | 0 | 186.447 | 0.91924
20805 | 2076-12-16 | 51 | 12 | 25.5 | 25.5 | 20.407 | 1 | 2.05 | 9.259 | 140.844 | 1 | 4716981.1321 | 0 | 202.085 | 0.99634
20812 | 2076-12-23 | 52 | 12 | 25.5 | 25.5 | 20.407 | 1 | 2.05 | 9.259 | 125.188 | 1 | 4716981.1321 | 0 | 202.085 | 0.99634
20819 | 2076-12-30 | 53 | 12 | 25.5 | 25.5 | 20.407 | 1 | 2.05 | 9.259 | 210.155 | 1 | 4716981.1321 | 0 | 202.085 | 0.99634
20826 | 2077-01-06 | 2 | 1 | 24.7 | 24.7 | 19.607 | 1 | 2.05 | 9.259 | 131.535 | 1 | 4716981.1321 | 0 | 202.117 | 0.99649
20833 | 2077-01-13 | 3 | 1 | 24.7 | 24.7 | 19.607 | 1 | 2.05 | 9.259 | 207.576 | 1 | 4716981.1321 | 0 | 202.117 | 0.99649
20840 | 2077-01-20 | 4 | 1 | 24.7 | 24.7 | 19.607 | 1 | 2.05 | 9.259 | 154.032 | 1 | 4716981.1321 | 0 | 202.117 | 0.99649
20847 | 2077-01-27 | 5 | 1 | 24.7 | 24.7 | 19.607 | 1 | 2.05 | 9.259 | 168.151 | 1 | 4716981.1321 | 0 | 202.117 | 0.99649
20854 | 2077-02-03 | 6 | 2 | 24.4 | 24.4 | 19.307 | 1 | 2.05 | 9.259 | 209.987 | 1 | 4716981.1321 | 0 | 202.126 | 0.99654
20861 | 2077-02-10 | 7 | 2 | 24.4 | 24.4 | 19.307 | 1 | 2.05 | 9.259 | 233.77 | 1 | 4716981.1321 | 0 | 202.126 | 0.99654
20868 | 2077-02-17 | 8 | 2 | 24.4 | 24.4 | 19.307 | 1 | 2.05 | 9.259 | 251.39 | 1 | 4716981.1321 | 0 | 202.126 | 0.99654
20875 | 2077-02-24 | 9 | 2 | 24.4 | 24.4 | 19.307 | 1 | 2.05 | 9.259 | 277.592 | 1 | 4716981.1321 | 0 | 202.126 | 0.99654
20882 | 2077-03-03 | 10 | 3 | 24.1 | 24.1 | 19.007 | 1 | 2.05 | 9.259 | 145.454 | 1 | 4716981.1321 | 0 | 202.13 | 0.99656
20889 | 2077-03-10 | 11 | 3 | 24.1 | 24.1 | 19.007 | 1 | 2.05 | 9.259 | 123.457 | 1 | 4716981.1321 | 0 | 202.13 | 0.99656
20896 | 2077-03-17 | 12 | 3 | 24.1 | 24.1 | 19.007 | 1 | 2.05 | 9.259 | 179.075 | 1 | 4716981.1321 | 0 | 202.13 | 0.99656
20903 | 2077-03-24 | 13 | 3 | 24.1 | 24.1 | 19.007 | 1 | 2.05 | 9.259 | 126.464 | 1 | 4716981.1321 | 0 | 202.13 | 0.99656
20910 | 2077-03-31 | 14 | 3 | 24.1 | 24.1 | 19.007 | 1 | 2.05 | 9.259 | 101.922 | 1 | 4716981.1321 | 0 | 202.13 | 0.99656
20917 | 2077-04-07 | 15 | 4 | 24.1 | 24.1 | 19.007 | 1 | 2.05 | 9.259 | 69.773 | 1 | 4716981.1321 | 0 | 202.127 | 0.99654
20924 | 2077-04-14 | 16 | 4 | 24.1 | 24.1 | 19.007 | 1 | 2.05 | 9.259 | 53.353 | 1 | 4716981.1321 | 0 | 202.127 | 0.99654
20931 | 2077-04-21 | 17 | 4 | 24.1 | 24.1 | 19.007 | 1 | 2.05 | 9.259 | 51.356 | 1 | 4716981.1321 | 0 | 202.127 | 0.99654
20938 | 2077-04-28 | 18 | 4 | 24.1 | 24.1 | 19.007 | 1 | 2.05 | 9.259 | 66.519 | 1 | 4716981.1321 | 0 | 202.127 | 0.99654
20945 | 2077-05-05 | 19 | 5 | 25.1 | 25.1 | 20.007 | 1 | 2.05 | 9.259 | 69.098 | 1 | 4716981.1321 | 0 | 202.086 | 0.99634
20952 | 2077-05-12 | 20 | 5 | 25.1 | 25.1 | 20.007 | 1 | 2.05 | 9.259 | 56.826 | 1 | 4716981.1321 | 0 | 202.086 | 0.99634
20959 | 2077-05-19 | 21 | 5 | 25.1 | 25.1 | 20.007 | 1 | 2.05 | 9.259 | 29.797 | 1 | 4716981.1321 | 0 | 202.086 | 0.99634
20966 | 2077-05-26 | 22 | 5 | 25.1 | 25.1 | 20.007 | 1 | 2.05 | 9.259 | 22.424 | 1 | 4716981.1321 | 0 | 202.086 | 0.99634
20973 | 2077-06-02 | 23 | 6 | 25.3 | 25.3 | 20.207 | 1 | 2.05 | 9.259 | 15.957 | 1 | 4716981.1321 | 0 | 202.07 | 0.99626
20980 | 2077-06-09 | 24 | 6 | 25.3 | 25.3 | 20.207 | 1 | 2.05 | 9.259 | 75.574 | 1 | 4716981.1321 | 0 | 202.07 | 0.99626
20987 | 2077-06-16 | 25 | 6 | 25.3 | 25.3 | 20.207 | 1 | 2.05 | 9.259 | 71.467 | 1 | 4716981.1321 | 0 | 202.07 | 0.99626
20994 | 2077-06-23 | 26 | 6 | 25.3 | 25.3 | 20.207 | 1 | 2.05 | 9.259 | 33.532 | 1 | 4716981.1321 | 0 | 202.07 | 0.99626
21001 | 2077-06-30 | 27 | 6 | 25.3 | 25.3 | 20.207 | 1 | 2.05 | 9.259 | 22.735 | 1 | 4716981.1321 | 0 | 202.07 | 0.99626
21008 | 2077-07-07 | 28 | 7 | 26 | 26 | 20.907 | 1 | 2.05 | 9.259 | 12.256 | 1 | 4716981.1321 | 0 | 202.05 | 0.99616
21015 | 2077-07-14 | 29 | 7 | 26 | 26.408 | 21.315 | 1 | 2.05 | 9.259 | 10.431 | 1 | 4716981.1321 | 0 | 202.153 | 0.99667
21022 | 2077-07-21 | 30 | 7 | 26 | 26.091 | 20.998 | 1 | 2.05 | 9.259 | 8.972 | 0.969 | 4716981.1321 | 0.05222 | 201.89 | 0.99538
21029 | 2077-07-28 | 31 | 7 | 26 | 26.091 | 20.998 | 1 | 2.05 | 9.259 | 9.185 | 0.99201 | 4716981.1321 | 0.013464 | 199.348 | 0.98284
21036 | 2077-08-04 | 32 | 8 | 26.4 | 26.491 | 21.398 | 1 | 2.05 | 9.259 | 9.179 | 0.99136 | 4716981.1321 | 0.014556 | 199.406 | 0.98313
21043 | 2077-08-11 | 33 | 8 | 26.4 | 26.4 | 21.307 | 1 | 2.05 | 9.259 | 20.645 | 1 | 4716981.1321 | 0 | 202.043 | 0.99613
21050 | 2077-08-18 | 34 | 8 | 26.4 | 26.4 | 21.307 | 1 | 2.05 | 9.259 | 63.811 | 1 | 4716981.1321 | 0 | 202.043 | 0.99613
21057 | 2077-08-25 | 35 | 8 | 26.4 | 26.4 | 21.307 | 1 | 2.05 | 9.259 | 75.562 | 1 | 4716981.1321 | 0 | 202.043 | 0.99613
21064 | 2077-09-01 | 36 | 9 | 25 | 25 | 19.907 | 1 | 2.05 | 9.259 | 34.732 | 1 | 4716981.1321 | 0 | 202.09 | 0.99636
21071 | 2077-09-08 | 37 | 9 | 25 | 25 | 19.907 | 1 | 2.05 | 9.259 | 16.725 | 1 | 4716981.1321 | 0 | 202.09 | 0.99636
21078 | 2077-09-15 | 38 | 9 | 25 | 25 | 19.907 | 1 | 2.05 | 9.259 | 12.518 | 1 | 4716981.1321 | 0 | 202.09 | 0.99636
21085 | 2077-09-22 | 39 | 9 | 25 | 25 | 19.907 | 1 | 2.05 | 9.259 | 10.196 | 1 | 4716981.1321 | 0 | 202.09 | 0.99636
21092 | 2077-09-29 | 40 | 9 | 25 | 25.091 | 19.998 | 1 | 2.05 | 9.259 | 8.985 | 0.97041 | 4716981.1321 | 0.049855 | 201.911 | 0.99548
21099 | 2077-10-06 | 41 | 10 | 24.3 | 24.3 | 19.207 | 1 | 2.05 | 9.259 | 16.442 | 1 | 4716981.1321 | 0 | 202.121 | 0.99651
21106 | 2077-10-13 | 42 | 10 | 24.3 | 24.391 | 19.298 | 1 | 2.05 | 9.259 | 9.356 | 1 | 4716981.1321 | 0 | 202.195 | 0.99688
21113 | 2077-10-20 | 43 | 10 | 24.3 | 24.3 | 19.207 | 1 | 2.05 | 9.259 | 23.81 | 1 | 4716981.1321 | 0 | 202.121 | 0.99651
21120 | 2077-10-27 | 44 | 10 | 24.3 | 24.3 | 19.207 | 1 | 2.05 | 9.259 | 17.755 | 1 | 4716981.1321 | 0 | 202.121 | 0.99651
21127 | 2077-11-03 | 45 | 11 | 24.7 | 24.7 | 19.607 | 1 | 2.05 | 9.259 | 65.23 | 1 | 4716981.1321 | 0 | 202.124 | 0.99653
21134 | 2077-11-10 | 46 | 11 | 24.7 | 24.7 | 19.607 | 1 | 2.05 | 9.259 | 47.453 | 1 | 4716981.1321 | 0 | 202.124 | 0.99653
21141 | 2077-11-17 | 47 | 11 | 24.7 | 24.7 | 19.607 | 1 | 2.05 | 9.259 | 28.962 | 1 | 4716981.1321 | 0 | 202.124 | 0.99653
21148 | 2077-11-24 | 48 | 11 | 24.7 | 24.7 | 19.607 | 1 | 2.05 | 9.259 | 24.892 | 1 | 4716981.1321 | 0 | 202.124 | 0.99653
21155 | 2077-12-01 | 49 | 12 | 25.5 | 25.5 | 20.407 | 1 | 2.05 | 9.259 | 24.413 | 1 | 4716981.1321 | 0 | 202.085 | 0.99634
21162 | 2077-12-08 | 50 | 12 | 25.5 | 25.5 | 20.407 | 1 | 2.05 | 9.259 | 188.4 | 1 | 4716981.1321 | 0 | 202.085 | 0.99634
21169 | 2077-12-15 | 51 | 12 | 25.5 | 25.5 | 20.407 | 1 | 2.05 | 9.259 | 99.285 | 1 | 4716981.1321 | 0 | 202.085 | 0.99634
21176 | 2077-12-22 | 52 | 12 | 25.5 | 25.5 | 20.407 | 1 | 2.05 | 9.259 | 91.653 | 1 | 4716981.1321 | 0 | 202.085 | 0.99634
21183 | 2077-12-29 | 53 | 12 | 25.5 | 25.5 | 20.407 | 1 | 2.05 | 9.259 | 66.517 | 1 | 4716981.1321 | 0 | 202.085 | 0.99634
21190 | 2078-01-05 | 2 | 1 | 24.7 | 24.7 | 19.607 | 1 | 2.05 | 9.259 | 71.964 | 1 | 4716981.1321 | 0 | 202.117 | 0.99649
21197 | 2078-01-12 | 3 | 1 | 24.7 | 24.7 | 19.607 | 1 | 2.05 | 9.259 | 127.459 | 1 | 4716981.1321 | 0 | 202.117 | 0.99649
21204 | 2078-01-19 | 4 | 1 | 24.7 | 24.7 | 19.607 | 1 | 2.05 | 9.259 | 168.989 | 1 | 4716981.1321 | 0 | 202.117 | 0.99649
21211 | 2078-01-26 | 5 | 1 | 24.7 | 24.7 | 19.607 | 1 | 2.05 | 9.259 | 245.683 | 1 | 4716981.1321 | 0 | 202.117 | 0.99649
21218 | 2078-02-02 | 6 | 2 | 24.4 | 24.4 | 19.307 | 1 | 2.05 | 9.259 | 213.359 | 1 | 4716981.1321 | 0 | 202.126 | 0.99654
21225 | 2078-02-09 | 7 | 2 | 24.4 | 24.4 | 19.307 | 1 | 2.05 | 9.259 | 121.2 | 1 | 4716981.1321 | 0 | 202.126 | 0.99654
21232 | 2078-02-16 | 8 | 2 | 24.4 | 24.4 | 19.307 | 1 | 2.05 | 9.259 | 91.985 | 1 | 4716981.1321 | 0 | 202.126 | 0.99654
21239 | 2078-02-23 | 9 | 2 | 24.4 | 24.4 | 19.307 | 1 | 2.05 | 9.259 | 144.362 | 1 | 4716981.1321 | 0 | 202.126 | 0.99654
21246 | 2078-03-02 | 10 | 3 | 24.1 | 24.1 | 19.007 | 1 | 2.05 | 9.259 | 127.378 | 1 | 4716981.1321 | 0 | 202.13 | 0.99656
21253 | 2078-03-09 | 11 | 3 | 24.1 | 24.1 | 19.007 | 1 | 2.05 | 9.259 | 83.893 | 1 | 4716981.1321 | 0 | 202.13 | 0.99656
21260 | 2078-03-16 | 12 | 3 | 24.1 | 24.1 | 19.007 | 1 | 2.05 | 9.259 | 118.054 | 1 | 4716981.1321 | 0 | 202.13 | 0.99656
21267 | 2078-03-23 | 13 | 3 | 24.1 | 24.1 | 19.007 | 1 | 2.05 | 9.259 | 92.429 | 1 | 4716981.1321 | 0 | 202.13 | 0.99656
21274 | 2078-03-30 | 14 | 3 | 24.1 | 24.1 | 19.007 | 1 | 2.05 | 9.259 | 106.459 | 1 | 4716981.1321 | 0 | 202.13 | 0.99656
21281 | 2078-04-06 | 15 | 4 | 24.1 | 24.1 | 19.007 | 1 | 2.05 | 9.259 | 66.055 | 1 | 4716981.1321 | 0 | 202.127 | 0.99654
21288 | 2078-04-13 | 16 | 4 | 24.1 | 24.1 | 19.007 | 1 | 2.05 | 9.259 | 74.335 | 1 | 4716981.1321 | 0 | 202.127 | 0.99654
21295 | 2078-04-20 | 17 | 4 | 24.1 | 24.1 | 19.007 | 1 | 2.05 | 9.259 | 61.129 | 1 | 4716981.1321 | 0 | 202.127 | 0.99654
21302 | 2078-04-27 | 18 | 4 | 24.1 | 24.1 | 19.007 | 1 | 2.05 | 9.259 | 133.445 | 1 | 4716981.1321 | 0 | 202.127 | 0.99654
21309 | 2078-05-04 | 19 | 5 | 25.1 | 25.1 | 20.007 | 1 | 2.05 | 9.259 | 205.34 | 1 | 4716981.1321 | 0 | 202.086 | 0.99634
21316 | 2078-05-11 | 20 | 5 | 25.1 | 25.1 | 20.007 | 1 | 2.05 | 9.259 | 89.239 | 1 | 4716981.1321 | 0 | 202.086 | 0.99634
21323 | 2078-05-18 | 21 | 5 | 25.1 | 25.1 | 20.007 | 1 | 2.05 | 9.259 | 56.885 | 1 | 4716981.1321 | 0 | 202.086 | 0.99634
21330 | 2078-05-25 | 22 | 5 | 25.1 | 25.1 | 20.007 | 1 | 2.05 | 9.259 | 37.926 | 1 | 4716981.1321 | 0 | 202.086 | 0.99634
21337 | 2078-06-01 | 23 | 6 | 25.3 | 25.3 | 20.207 | 1 | 2.05 | 9.259 | 32.804 | 1 | 4716981.1321 | 0 | 202.07 | 0.99626
21344 | 2078-06-08 | 24 | 6 | 25.3 | 25.3 | 20.207 | 1 | 2.05 | 9.259 | 27.403 | 1 | 4716981.1321 | 0 | 202.07 | 0.99626
21351 | 2078-06-15 | 25 | 6 | 25.3 | 25.3 | 20.207 | 1 | 2.05 | 9.259 | 23.898 | 1 | 4716981.1321 | 0 | 202.07 | 0.99626
21358 | 2078-06-22 | 26 | 6 | 25.3 | 25.3 | 20.207 | 1 | 2.05 | 9.259 | 24.699 | 1 | 4716981.1321 | 0 | 202.07 | 0.99626
21365 | 2078-06-29 | 27 | 6 | 25.3 | 25.3 | 20.207 | 1 | 2.05 | 9.259 | 20.252 | 1 | 4716981.1321 | 0 | 202.07 | 0.99626
21372 | 2078-07-06 | 28 | 7 | 26 | 26 | 20.907 | 1 | 2.05 | 9.259 | 16.889 | 1 | 4716981.1321 | 0 | 202.05 | 0.99616
21379 | 2078-07-13 | 29 | 7 | 26 | 26.091 | 20.998 | 1 | 2.05 | 9.259 | 10.112 | 1 | 4716981.1321 | 0 | 202.124 | 0.99653
21386 | 2078-07-20 | 30 | 7 | 26 | 26.091 | 20.998 | 1 | 2.05 | 9.259 | 9.076 | 0.98024 | 4716981.1321 | 0.033297 | 201.037 | 0.99117
21393 | 2078-07-27 | 31 | 7 | 26 | 26 | 20.907 | 1 | 2.05 | 9.259 | 24.737 | 1 | 4716981.1321 | 0 | 202.05 | 0.99616
21400 | 2078-08-03 | 32 | 8 | 26.4 | 26.4 | 21.307 | 1 | 2.05 | 9.259 | 38.872 | 1 | 4716981.1321 | 0 | 202.043 | 0.99613
21407 | 2078-08-10 | 33 | 8 | 26.4 | 26.4 | 21.307 | 1 | 2.05 | 9.259 | 19.107 | 1 | 4716981.1321 | 0 | 202.043 | 0.99613
21414 | 2078-08-17 | 34 | 8 | 26.4 | 26.491 | 21.398 | 1 | 2.05 | 9.259 | 8.958 | 0.96749 | 4716981.1321 | 0.054767 | 201.83 | 0.99508
21421 | 2078-08-24 | 35 | 8 | 26.4 | 26.491 | 21.398 | 1 | 2.05 | 9.259 | 9.186 | 0.99212 | 4716981.1321 | 0.013282 | 199.732 | 0.98474
21428 | 2078-08-31 | 36 | 8 | 26.4 | 26.491 | 21.398 | 1 | 2.05 | 9.259 | 9.191 | 0.99266 | 4716981.1321 | 0.012373 | 196.521 | 0.9689
21435 | 2078-09-07 | 37 | 9 | 25 | 25.091 | 19.998 | 1 | 2.05 | 9.259 | 9.188 | 0.99233 | 4716981.1321 | 0.012919 | 194.396 | 0.95843
21442 | 2078-09-14 | 38 | 9 | 25 | 25.091 | 19.998 | 1 | 2.05 | 9.259 | 9.192 | 0.99276 | 4716981.1321 | 0.012191 | 191.374 | 0.94353
21449 | 2078-09-21 | 39 | 9 | 25 | 25.091 | 19.998 | 1 | 2.05 | 9.259 | 9.202 | 0.99384 | 4716981.1321 | 0.010371 | 185.777 | 0.91593
21456 | 2078-09-28 | 40 | 9 | 25 | 25.091 | 19.998 | 1 | 2.05 | 9.259 | 9.195 | 0.99309 | 4716981.1321 | 0.011645 | 182.034 | 0.89748
21463 | 2078-10-05 | 41 | 10 | 24.3 | 24.391 | 19.298 | 1 | 2.05 | 9.259 | 9.203 | 0.99395 | 4716981.1321 | 0.010189 | 176.738 | 0.87137
21470 | 2078-10-12 | 42 | 10 | 24.3 | 24.391 | 19.298 | 1 | 2.05 | 9.259 | 9.202 | 0.99384 | 4716981.1321 | 0.010371 | 171.564 | 0.84586
21477 | 2078-10-19 | 43 | 10 | 24.3 | 24.391 | 19.298 | 1 | 2.05 | 9.259 | 9.207 | 0.99438 | 4716981.1321 | 0.0094614 | 165.327 | 0.81511
21484 | 2078-10-26 | 44 | 10 | 24.3 | 24.391 | 19.298 | 1 | 2.05 | 9.259 | 9.207 | 0.99438 | 4716981.1321 | 0.0094614 | 158.959 | 0.78371
21491 | 2078-11-02 | 45 | 11 | 24.7 | 24.791 | 19.698 | 1 | 2.05 | 9.259 | 9.207 | 0.99438 | 4716981.1321 | 0.0094614 | 152.661 | 0.75266
21498 | 2078-11-09 | 46 | 11 | 24.7 | 24.791 | 19.698 | 1 | 2.05 | 9.259 | 6.891 | 0.74425 | 4716981.1321 | 0.43086 | 148.074 | 0.73005
21505 | 2078-11-16 | 47 | 11 | 24.7 | 24.791 | 19.698 | 1 | 2.05 | 9.259 | 6.887 | 0.74382 | 4716981.1321 | 0.43159 | 144.332 | 0.7116
21512 | 2078-11-23 | 48 | 11 | 24.7 | 24.791 | 19.698 | 1 | 2.05 | 9.259 | 6.884 | 0.74349 | 4716981.1321 | 0.43213 | 141.107 | 0.6957
21519 | 2078-11-30 | 49 | 11 | 24.7 | 24.791 | 19.698 | 1 | 2.05 | 9.259 | 6.886 | 0.74371 | 4716981.1321 | 0.43177 | 137.437 | 0.6776
21526 | 2078-12-07 | 50 | 12 | 25.5 | 25.5 | 20.407 | 1 | 2.05 | 9.259 | 33.763 | 1 | 4716981.1321 | 0 | 150.985 | 0.7444
21533 | 2078-12-14 | 51 | 12 | 25.5 | 25.5 | 20.407 | 1 | 2.05 | 9.259 | 30.163 | 1 | 4716981.1321 | 0 | 163.978 | 0.80846
21540 | 2078-12-21 | 52 | 12 | 25.5 | 25.5 | 20.407 | 1 | 2.05 | 9.259 | 51.748 | 1 | 4716981.1321 | 0 | 178.373 | 0.87943
21547 | 2078-12-28 | 53 | 12 | 25.5 | 25.5 | 20.407 | 1 | 2.05 | 9.259 | 95.489 | 1 | 4716981.1321 | 0 | 193.426 | 0.95365
21554 | 2079-01-04 | 1 | 1 | 24.7 | 24.7 | 19.607 | 1 | 2.05 | 9.259 | 58.055 | 1 | 4716981.1321 | 0 | 202.117 | 0.99649
21561 | 2079-01-11 | 2 | 1 | 24.7 | 24.7 | 19.607 | 1 | 2.05 | 9.259 | 87.578 | 1 | 4716981.1321 | 0 | 202.117 | 0.99649
21568 | 2079-01-18 | 3 | 1 | 24.7 | 24.7 | 19.607 | 1 | 2.05 | 9.259 | 103.751 | 1 | 4716981.1321 | 0 | 202.117 | 0.99649
21575 | 2079-01-25 | 4 | 1 | 24.7 | 24.7 | 19.607 | 1 | 2.05 | 9.259 | 126.477 | 1 | 4716981.1321 | 0 | 202.117 | 0.99649
21582 | 2079-02-01 | 5 | 2 | 24.4 | 24.4 | 19.307 | 1 | 2.05 | 9.259 | 187.219 | 1 | 4716981.1321 | 0 | 202.126 | 0.99654
21589 | 2079-02-08 | 6 | 2 | 24.4 | 24.4 | 19.307 | 1 | 2.05 | 9.259 | 171.429 | 1 | 4716981.1321 | 0 | 202.126 | 0.99654
21596 | 2079-02-15 | 7 | 2 | 24.4 | 24.4 | 19.307 | 1 | 2.05 | 9.259 | 105.714 | 1 | 4716981.1321 | 0 | 202.126 | 0.99654
21603 | 2079-02-22 | 8 | 2 | 24.4 | 24.4 | 19.307 | 1 | 2.05 | 9.259 | 87.544 | 1 | 4716981.1321 | 0 | 202.126 | 0.99654
21610 | 2079-03-01 | 9 | 3 | 24.1 | 24.1 | 19.007 | 1 | 2.05 | 9.259 | 85.614 | 1 | 4716981.1321 | 0 | 202.13 | 0.99656
21617 | 2079-03-08 | 10 | 3 | 24.1 | 24.1 | 19.007 | 1 | 2.05 | 9.259 | 142.128 | 1 | 4716981.1321 | 0 | 202.13 | 0.99656
21624 | 2079-03-15 | 11 | 3 | 24.1 | 24.1 | 19.007 | 1 | 2.05 | 9.259 | 210.478 | 1 | 4716981.1321 | 0 | 202.13 | 0.99656
21631 | 2079-03-22 | 12 | 3 | 24.1 | 24.1 | 19.007 | 1 | 2.05 | 9.259 | 225.188 | 1 | 4716981.1321 | 0 | 202.13 | 0.99656
21638 | 2079-03-29 | 13 | 3 | 24.1 | 24.1 | 19.007 | 1 | 2.05 | 9.259 | 275.618 | 1 | 4716981.1321 | 0 | 202.13 | 0.99656
21645 | 2079-04-05 | 14 | 4 | 24.1 | 24.1 | 19.007 | 1 | 2.05 | 9.259 | 215.239 | 1 | 4716981.1321 | 0 | 202.127 | 0.99654
21652 | 2079-04-12 | 15 | 4 | 24.1 | 24.1 | 19.007 | 1 | 2.05 | 9.259 | 145.181 | 1 | 4716981.1321 | 0 | 202.127 | 0.99654
21659 | 2079-04-19 | 16 | 4 | 24.1 | 24.1 | 19.007 | 1 | 2.05 | 9.259 | 106.285 | 1 | 4716981.1321 | 0 | 202.127 | 0.99654
21666 | 2079-04-26 | 17 | 4 | 24.1 | 24.1 | 19.007 | 1 | 2.05 | 9.259 | 101.018 | 1 | 4716981.1321 | 0 | 202.127 | 0.99654
21673 | 2079-05-03 | 18 | 5 | 25.1 | 25.1 | 20.007 | 1 | 2.05 | 9.259 | 83.648 | 1 | 4716981.1321 | 0 | 202.086 | 0.99634
21680 | 2079-05-10 | 19 | 5 | 25.1 | 25.1 | 20.007 | 1 | 2.05 | 9.259 | 88.852 | 1 | 4716981.1321 | 0 | 202.086 | 0.99634
21687 | 2079-05-17 | 20 | 5 | 25.1 | 25.1 | 20.007 | 1 | 2.05 | 9.259 | 88.724 | 1 | 4716981.1321 | 0 | 202.086 | 0.99634
21694 | 2079-05-24 | 21 | 5 | 25.1 | 25.1 | 20.007 | 1 | 2.05 | 9.259 | 151.66 | 1 | 4716981.1321 | 0 | 202.086 | 0.99634
21701 | 2079-05-31 | 22 | 5 | 25.1 | 25.1 | 20.007 | 1 | 2.05 | 9.259 | 149.546 | 1 | 4716981.1321 | 0 | 202.086 | 0.99634
21708 | 2079-06-07 | 23 | 6 | 25.3 | 25.3 | 20.207 | 1 | 2.05 | 9.259 | 86.984 | 1 | 4716981.1321 | 0 | 202.07 | 0.99626
21715 | 2079-06-14 | 24 | 6 | 25.3 | 25.3 | 20.207 | 1 | 2.05 | 9.259 | 71.504 | 1 | 4716981.1321 | 0 | 202.07 | 0.99626
21722 | 2079-06-21 | 25 | 6 | 25.3 | 25.3 | 20.207 | 1 | 2.05 | 9.259 | 52.283 | 1 | 4716981.1321 | 0 | 202.07 | 0.99626
21729 | 2079-06-28 | 26 | 6 | 25.3 | 25.3 | 20.207 | 1 | 2.05 | 9.259 | 35.883 | 1 | 4716981.1321 | 0 | 202.07 | 0.99626
21736 | 2079-07-05 | 27 | 7 | 26 | 26 | 20.907 | 1 | 2.05 | 9.259 | 25.953 | 1 | 4716981.1321 | 0 | 202.05 | 0.99616
21743 | 2079-07-12 | 28 | 7 | 26 | 26 | 20.907 | 1 | 2.05 | 9.259 | 18.389 | 1 | 4716981.1321 | 0 | 202.05 | 0.99616
21750 | 2079-07-19 | 29 | 7 | 26 | 26 | 20.907 | 1 | 2.05 | 9.259 | 15.006 | 1 | 4716981.1321 | 0 | 202.05 | 0.99616
21757 | 2079-07-26 | 30 | 7 | 26 | 26 | 20.907 | 1 | 2.05 | 9.259 | 18.418 | 1 | 4716981.1321 | 0 | 202.05 | 0.99616
21764 | 2079-08-02 | 31 | 8 | 26.4 | 26.4 | 21.307 | 1 | 2.05 | 9.259 | 17.743 | 1 | 4716981.1321 | 0 | 202.043 | 0.99613
21771 | 2079-08-09 | 32 | 8 | 26.4 | 26.4 | 21.307 | 1 | 2.05 | 9.259 | 19.873 | 1 | 4716981.1321 | 0 | 202.043 | 0.99613
21778 | 2079-08-16 | 33 | 8 | 26.4 | 26.4 | 21.307 | 1 | 2.05 | 9.259 | 18.402 | 1 | 4716981.1321 | 0 | 202.043 | 0.99613
21785 | 2079-08-23 | 34 | 8 | 26.4 | 26.4 | 21.307 | 1 | 2.05 | 9.259 | 13.262 | 1 | 4716981.1321 | 0 | 202.043 | 0.99613
21792 | 2079-08-30 | 35 | 8 | 26.4 | 26.491 | 21.398 | 1 | 2.05 | 9.259 | 9.041 | 0.97646 | 4716981.1321 | 0.039665 | 201.356 | 0.99274
21799 | 2079-09-06 | 36 | 9 | 25 | 25.091 | 19.998 | 1 | 2.05 | 9.259 | 9.186 | 0.99212 | 4716981.1321 | 0.013282 | 199.916 | 0.98564
21806 | 2079-09-13 | 37 | 9 | 25 | 25.091 | 19.998 | 1 | 2.05 | 9.259 | 9.19 | 0.99255 | 4716981.1321 | 0.012555 | 197.6 | 0.97422
21813 | 2079-09-20 | 38 | 9 | 25 | 25.091 | 19.998 | 1 | 2.05 | 9.259 | 9.184 | 0.9919 | 4716981.1321 | 0.013646 | 196.739 | 0.96998
21820 | 2079-09-27 | 39 | 9 | 25 | 25.091 | 19.998 | 1 | 2.05 | 9.259 | 9.189 | 0.99244 | 4716981.1321 | 0.012737 | 194.509 | 0.95898
21827 | 2079-10-04 | 40 | 10 | 24.3 | 24.391 | 19.298 | 1 | 2.05 | 9.259 | 9.174 | 0.99082 | 4716981.1321 | 0.015466 | 196.765 | 0.97011
21834 | 2079-10-11 | 41 | 10 | 24.3 | 24.3 | 19.207 | 1 | 2.05 | 9.259 | 9.166 | 0.98996 | 4716981.1321 | 0.016921 | 200.355 | 0.98781
21841 | 2079-10-18 | 42 | 10 | 24.3 | 24.391 | 19.298 | 1 | 2.05 | 9.259 | 9.188 | 0.99233 | 4716981.1321 | 0.012919 | 198.773 | 0.98001
21848 | 2079-10-25 | 43 | 10 | 24.3 | 24.3 | 19.207 | 1 | 2.05 | 9.259 | 15.49 | 1 | 4716981.1321 | 0 | 202.121 | 0.99651
21855 | 2079-11-01 | 44 | 11 | 24.7 | 24.7 | 19.607 | 1 | 2.05 | 9.259 | 22.037 | 1 | 4716981.1321 | 0 | 202.124 | 0.99653
21862 | 2079-11-08 | 45 | 11 | 24.7 | 24.7 | 19.607 | 1 | 2.05 | 9.259 | 24.889 | 1 | 4716981.1321 | 0 | 202.124 | 0.99653
21869 | 2079-11-15 | 46 | 11 | 24.7 | 24.7 | 19.607 | 1 | 2.05 | 9.259 | 20.817 | 1 | 4716981.1321 | 0 | 202.124 | 0.99653
21876 | 2079-11-22 | 47 | 11 | 24.7 | 24.7 | 19.607 | 1 | 2.05 | 9.259 | 15.507 | 1 | 4716981.1321 | 0 | 202.124 | 0.99653
21883 | 2079-11-29 | 48 | 11 | 24.7 | 24.7 | 19.607 | 1 | 2.05 | 9.259 | 16.449 | 1 | 4716981.1321 | 0 | 202.124 | 0.99653
21890 | 2079-12-06 | 49 | 12 | 25.5 | 25.5 | 20.407 | 1 | 2.05 | 9.259 | 56.899 | 1 | 4716981.1321 | 0 | 202.085 | 0.99634
21897 | 2079-12-13 | 50 | 12 | 25.5 | 25.5 | 20.407 | 1 | 2.05 | 9.259 | 183.305 | 1 | 4716981.1321 | 0 | 202.085 | 0.99634
21904 | 2079-12-20 | 51 | 12 | 25.5 | 25.5 | 20.407 | 1 | 2.05 | 9.259 | 62.541 | 1 | 4716981.1321 | 0 | 202.085 | 0.99634
21911 | 2079-12-27 | 52 | 12 | 25.5 | 25.5 | 20.407 | 1 | 2.05 | 9.259 | 269.445 | 1 | 4716981.1321 | 0 | 202.085 | 0.99634
21918 | 2080-01-03 | 1 | 1 | 24.7 | 24.7 | 19.607 | 1 | 2.05 | 9.259 | 161.158 | 1 | 4716981.1321 | 0 | 202.117 | 0.99649
21925 | 2080-01-10 | 2 | 1 | 24.7 | 24.7 | 19.607 | 1 | 2.05 | 9.259 | 75.756 | 1 | 4716981.1321 | 0 | 202.117 | 0.99649
21932 | 2080-01-17 | 3 | 1 | 24.7 | 24.7 | 19.607 | 1 | 2.05 | 9.259 | 99.98 | 1 | 4716981.1321 | 0 | 202.117 | 0.99649
21939 | 2080-01-24 | 4 | 1 | 24.7 | 24.7 | 19.607 | 1 | 2.05 | 9.259 | 78.99 | 1 | 4716981.1321 | 0 | 202.117 | 0.99649
21946 | 2080-01-31 | 5 | 1 | 24.7 | 24.7 | 19.607 | 1 | 2.05 | 9.259 | 169.113 | 1 | 4716981.1321 | 0 | 202.117 | 0.99649
21953 | 2080-02-07 | 6 | 2 | 24.4 | 24.4 | 19.307 | 1 | 2.05 | 9.259 | 171.756 | 1 | 4716981.1321 | 0 | 202.126 | 0.99654
21960 | 2080-02-14 | 7 | 2 | 24.4 | 24.4 | 19.307 | 1 | 2.05 | 9.259 | 92.166 | 1 | 4716981.1321 | 0 | 202.126 | 0.99654
21967 | 2080-02-21 | 8 | 2 | 24.4 | 24.4 | 19.307 | 1 | 2.05 | 9.259 | 92.78 | 1 | 4716981.1321 | 0 | 202.126 | 0.99654
21974 | 2080-02-28 | 9 | 2 | 24.4 | 24.4 | 19.307 | 1 | 2.05 | 9.259 | 63.572 | 1 | 4716981.1321 | 0 | 202.126 | 0.99654
21981 | 2080-03-06 | 10 | 3 | 24.1 | 24.1 | 19.007 | 1 | 2.05 | 9.259 | 93.108 | 1 | 4716981.1321 | 0 | 202.13 | 0.99656
21988 | 2080-03-13 | 11 | 3 | 24.1 | 24.1 | 19.007 | 1 | 2.05 | 9.259 | 130.048 | 1 | 4716981.1321 | 0 | 202.13 | 0.99656
21995 | 2080-03-20 | 12 | 3 | 24.1 | 24.1 | 19.007 | 1 | 2.05 | 9.259 | 122.15 | 1 | 4716981.1321 | 0 | 202.13 | 0.99656
22002 | 2080-03-27 | 13 | 3 | 24.1 | 24.1 | 19.007 | 1 | 2.05 | 9.259 | 152.054 | 1 | 4716981.1321 | 0 | 202.13 | 0.99656
22009 | 2080-04-03 | 14 | 4 | 24.1 | 24.1 | 19.007 | 1 | 2.05 | 9.259 | 119.283 | 1 | 4716981.1321 | 0 | 202.127 | 0.99654
22016 | 2080-04-10 | 15 | 4 | 24.1 | 24.1 | 19.007 | 1 | 2.05 | 9.259 | 68.434 | 1 | 4716981.1321 | 0 | 202.127 | 0.99654
22023 | 2080-04-17 | 16 | 4 | 24.1 | 24.1 | 19.007 | 1 | 2.05 | 9.259 | 49.09 | 1 | 4716981.1321 | 0 | 202.127 | 0.99654
22030 | 2080-04-24 | 17 | 4 | 24.1 | 24.1 | 19.007 | 1 | 2.05 | 9.259 | 42.627 | 1 | 4716981.1321 | 0 | 202.127 | 0.99654
22037 | 2080-05-01 | 18 | 5 | 25.1 | 25.1 | 20.007 | 1 | 2.05 | 9.259 | 36.513 | 1 | 4716981.1321 | 0 | 202.086 | 0.99634
22044 | 2080-05-08 | 19 | 5 | 25.1 | 25.1 | 20.007 | 1 | 2.05 | 9.259 | 26.374 | 1 | 4716981.1321 | 0 | 202.086 | 0.99634
22051 | 2080-05-15 | 20 | 5 | 25.1 | 25.1 | 20.007 | 1 | 2.05 | 9.259 | 18.891 | 1 | 4716981.1321 | 0 | 202.086 | 0.99634
22058 | 2080-05-22 | 21 | 5 | 25.1 | 25.1 | 20.007 | 1 | 2.05 | 9.259 | 16.635 | 1 | 4716981.1321 | 0 | 202.086 | 0.99634
22065 | 2080-05-29 | 22 | 5 | 25.1 | 25.1 | 20.007 | 1 | 2.05 | 9.259 | 21.914 | 1 | 4716981.1321 | 0 | 202.086 | 0.99634
22072 | 2080-06-05 | 23 | 6 | 25.3 | 25.44 | 20.347 | 1 | 2.05 | 9.259 | 12.058 | 1 | 4716981.1321 | 0 | 202.15 | 0.99666
22079 | 2080-06-12 | 24 | 6 | 25.3 | 25.3 | 20.207 | 1 | 2.05 | 9.259 | 33.999 | 1 | 4716981.1321 | 0 | 202.07 | 0.99626
22086 | 2080-06-19 | 25 | 6 | 25.3 | 25.3 | 20.207 | 1 | 2.05 | 9.259 | 20.184 | 1 | 4716981.1321 | 0 | 202.07 | 0.99626
22093 | 2080-06-26 | 26 | 6 | 25.3 | 25.3 | 20.207 | 1 | 2.05 | 9.259 | 26.517 | 1 | 4716981.1321 | 0 | 202.07 | 0.99626
22100 | 2080-07-03 | 27 | 7 | 26 | 26 | 20.907 | 1 | 2.05 | 9.259 | 22.066 | 1 | 4716981.1321 | 0 | 202.05 | 0.99616
22107 | 2080-07-10 | 28 | 7 | 26 | 26 | 20.907 | 1 | 2.05 | 9.259 | 18.585 | 1 | 4716981.1321 | 0 | 202.05 | 0.99616
22114 | 2080-07-17 | 29 | 7 | 26 | 26 | 20.907 | 1 | 2.05 | 9.259 | 15.304 | 1 | 4716981.1321 | 0 | 202.05 | 0.99616
22121 | 2080-07-24 | 30 | 7 | 26 | 26 | 20.907 | 1 | 2.05 | 9.259 | 12.124 | 1 | 4716981.1321 | 0 | 202.05 | 0.99616
22128 | 2080-07-31 | 31 | 7 | 26 | 26.491 | 21.398 | 1 | 2.05 | 9.259 | 9.151 | 0.98834 | 4716981.1321 | 0.019651 | 200.175 | 0.98692
22135 | 2080-08-07 | 32 | 8 | 26.4 | 26.491 | 21.398 | 1 | 2.05 | 9.259 | 9.19 | 0.99255 | 4716981.1321 | 0.012555 | 197.073 | 0.97163
22142 | 2080-08-14 | 33 | 8 | 26.4 | 26.4 | 21.307 | 1 | 2.05 | 9.259 | 29.871 | 1 | 4716981.1321 | 0 | 202.043 | 0.99613
22149 | 2080-08-21 | 34 | 8 | 26.4 | 26.491 | 21.398 | 1 | 2.05 | 9.259 | 9.184 | 0.9919 | 4716981.1321 | 0.013646 | 199.276 | 0.98249
22156 | 2080-08-28 | 35 | 8 | 26.4 | 26.491 | 21.398 | 1 | 2.05 | 9.259 | 9.183 | 0.99179 | 4716981.1321 | 0.013828 | 197.779 | 0.97511
22163 | 2080-09-04 | 36 | 9 | 25 | 25.091 | 19.998 | 1 | 2.05 | 9.259 | 9.193 | 0.99287 | 4716981.1321 | 0.012009 | 194.273 | 0.95782
22170 | 2080-09-11 | 37 | 9 | 25 | 25.091 | 19.998 | 1 | 2.05 | 9.259 | 9.199 | 0.99352 | 4716981.1321 | 0.010917 | 189.451 | 0.93405
22177 | 2080-09-18 | 38 | 9 | 25 | 25 | 19.907 | 1 | 2.05 | 9.259 | 20.857 | 1 | 4716981.1321 | 0 | 201.038 | 0.99117
22184 | 2080-09-25 | 39 | 9 | 25 | 25.358 | 20.265 | 1 | 2.05 | 9.259 | 9.776 | 1 | 4716981.1321 | 0 | 202.197 | 0.99689
22191 | 2080-10-02 | 40 | 10 | 24.3 | 24.381 | 19.288 | 1 | 2.05 | 9.259 | 12.202 | 1 | 4716981.1321 | 0 | 202.183 | 0.99682
22198 | 2080-10-09 | 41 | 10 | 24.3 | 24.3 | 19.207 | 1 | 2.05 | 9.259 | 33.078 | 1 | 4716981.1321 | 0 | 202.121 | 0.99651
22205 | 2080-10-16 | 42 | 10 | 24.3 | 24.3 | 19.207 | 1 | 2.05 | 9.259 | 104.552 | 1 | 4716981.1321 | 0 | 202.121 | 0.99651
22212 | 2080-10-23 | 43 | 10 | 24.3 | 24.3 | 19.207 | 1 | 2.05 | 9.259 | 48.97 | 1 | 4716981.1321 | 0 | 202.121 | 0.99651
22219 | 2080-10-30 | 44 | 10 | 24.3 | 24.3 | 19.207 | 1 | 2.05 | 9.259 | 31.244 | 1 | 4716981.1321 | 0 | 202.121 | 0.99651
22226 | 2080-11-06 | 45 | 11 | 24.7 | 24.7 | 19.607 | 1 | 2.05 | 9.259 | 26.437 | 1 | 4716981.1321 | 0 | 202.124 | 0.99653
22233 | 2080-11-13 | 46 | 11 | 24.7 | 24.7 | 19.607 | 1 | 2.05 | 9.259 | 73.781 | 1 | 4716981.1321 | 0 | 202.124 | 0.99653
22240 | 2080-11-20 | 47 | 11 | 24.7 | 24.7 | 19.607 | 1 | 2.05 | 9.259 | 62.033 | 1 | 4716981.1321 | 0 | 202.124 | 0.99653
22247 | 2080-11-27 | 48 | 11 | 24.7 | 24.7 | 19.607 | 1 | 2.05 | 9.259 | 40.881 | 1 | 4716981.1321 | 0 | 202.124 | 0.99653
22254 | 2080-12-04 | 49 | 12 | 25.5 | 25.5 | 20.407 | 1 | 2.05 | 9.259 | 29.053 | 1 | 4716981.1321 | 0 | 202.085 | 0.99634
22261 | 2080-12-11 | 50 | 12 | 25.5 | 25.5 | 20.407 | 1 | 2.05 | 9.259 | 41.68 | 1 | 4716981.1321 | 0 | 202.085 | 0.99634
22268 | 2080-12-18 | 51 | 12 | 25.5 | 25.5 | 20.407 | 1 | 2.05 | 9.259 | 119.457 | 1 | 4716981.1321 | 0 | 202.085 | 0.99634
22275 | 2080-12-25 | 52 | 12 | 25.5 | 25.5 | 20.407 | 1 | 2.05 | 9.259 | 53.512 | 1 | 4716981.1321 | 0 | 202.085 | 0.99634
22282 | 2081-01-01 | 1 | 1 | 24.7 | 24.7 | 19.607 | 1 | 2.05 | 9.259 | 40.285 | 1 | 4716981.1321 | 0 | 202.117 | 0.99649
22289 | 2081-01-08 | 2 | 1 | 24.7 | 24.7 | 19.607 | 1 | 2.05 | 9.259 | 49.18 | 1 | 4716981.1321 | 0 | 202.117 | 0.99649
22296 | 2081-01-15 | 3 | 1 | 24.7 | 24.7 | 19.607 | 1 | 2.05 | 9.259 | 83.724 | 1 | 4716981.1321 | 0 | 202.117 | 0.99649
22303 | 2081-01-22 | 4 | 1 | 24.7 | 24.7 | 19.607 | 1 | 2.05 | 9.259 | 64.244 | 1 | 4716981.1321 | 0 | 202.117 | 0.99649
22310 | 2081-01-29 | 5 | 1 | 24.7 | 24.7 | 19.607 | 1 | 2.05 | 9.259 | 42.483 | 1 | 4716981.1321 | 0 | 202.117 | 0.99649
22317 | 2081-02-05 | 6 | 2 | 24.4 | 24.4 | 19.307 | 1 | 2.05 | 9.259 | 38.532 | 1 | 4716981.1321 | 0 | 202.126 | 0.99654
22324 | 2081-02-12 | 7 | 2 | 24.4 | 24.4 | 19.307 | 1 | 2.05 | 9.259 | 31.882 | 1 | 4716981.1321 | 0 | 202.126 | 0.99654
22331 | 2081-02-19 | 8 | 2 | 24.4 | 24.4 | 19.307 | 1 | 2.05 | 9.259 | 28.357 | 1 | 4716981.1321 | 0 | 202.126 | 0.99654
22338 | 2081-02-26 | 9 | 2 | 24.4 | 24.4 | 19.307 | 1 | 2.05 | 9.259 | 97.28 | 1 | 4716981.1321 | 0 | 202.126 | 0.99654
22345 | 2081-03-05 | 10 | 3 | 24.1 | 24.1 | 19.007 | 1 | 2.05 | 9.259 | 169.181 | 1 | 4716981.1321 | 0 | 202.13 | 0.99656
22352 | 2081-03-12 | 11 | 3 | 24.1 | 24.1 | 19.007 | 1 | 2.05 | 9.259 | 227.55 | 1 | 4716981.1321 | 0 | 202.13 | 0.99656
22359 | 2081-03-19 | 12 | 3 | 24.1 | 24.1 | 19.007 | 1 | 2.05 | 9.259 | 143.116 | 1 | 4716981.1321 | 0 | 202.13 | 0.99656
22366 | 2081-03-26 | 13 | 3 | 24.1 | 24.1 | 19.007 | 1 | 2.05 | 9.259 | 149.336 | 1 | 4716981.1321 | 0 | 202.13 | 0.99656
22373 | 2081-04-02 | 14 | 4 | 24.1 | 24.1 | 19.007 | 1 | 2.05 | 9.259 | 121.567 | 1 | 4716981.1321 | 0 | 202.127 | 0.99654
22380 | 2081-04-09 | 15 | 4 | 24.1 | 24.1 | 19.007 | 1 | 2.05 | 9.259 | 78.5 | 1 | 4716981.1321 | 0 | 202.127 | 0.99654
22387 | 2081-04-16 | 16 | 4 | 24.1 | 24.1 | 19.007 | 1 | 2.05 | 9.259 | 51.201 | 1 | 4716981.1321 | 0 | 202.127 | 0.99654
22394 | 2081-04-23 | 17 | 4 | 24.1 | 24.1 | 19.007 | 1 | 2.05 | 9.259 | 105.575 | 1 | 4716981.1321 | 0 | 202.127 | 0.99654
22401 | 2081-04-30 | 18 | 4 | 24.1 | 24.1 | 19.007 | 1 | 2.05 | 9.259 | 73.121 | 1 | 4716981.1321 | 0 | 202.127 | 0.99654
22408 | 2081-05-07 | 19 | 5 | 25.1 | 25.1 | 20.007 | 1 | 2.05 | 9.259 | 65.373 | 1 | 4716981.1321 | 0 | 202.086 | 0.99634
22415 | 2081-05-14 | 20 | 5 | 25.1 | 25.1 | 20.007 | 1 | 2.05 | 9.259 | 69.54 | 1 | 4716981.1321 | 0 | 202.086 | 0.99634
22422 | 2081-05-21 | 21 | 5 | 25.1 | 25.1 | 20.007 | 1 | 2.05 | 9.259 | 143.762 | 1 | 4716981.1321 | 0 | 202.086 | 0.99634
22429 | 2081-05-28 | 22 | 5 | 25.1 | 25.1 | 20.007 | 1 | 2.05 | 9.259 | 139.229 | 1 | 4716981.1321 | 0 | 202.086 | 0.99634
22436 | 2081-06-04 | 23 | 6 | 25.3 | 25.3 | 20.207 | 1 | 2.05 | 9.259 | 73.172 | 1 | 4716981.1321 | 0 | 202.07 | 0.99626
22443 | 2081-06-11 | 24 | 6 | 25.3 | 25.3 | 20.207 | 1 | 2.05 | 9.259 | 48.489 | 1 | 4716981.1321 | 0 | 202.07 | 0.99626
22450 | 2081-06-18 | 25 | 6 | 25.3 | 25.3 | 20.207 | 1 | 2.05 | 9.259 | 34.391 | 1 | 4716981.1321 | 0 | 202.07 | 0.99626
22457 | 2081-06-25 | 26 | 6 | 25.3 | 25.3 | 20.207 | 1 | 2.05 | 9.259 | 26.91 | 1 | 4716981.1321 | 0 | 202.07 | 0.99626
22464 | 2081-07-02 | 27 | 7 | 26 | 26 | 20.907 | 1 | 2.05 | 9.259 | 18.484 | 1 | 4716981.1321 | 0 | 202.05 | 0.99616
22471 | 2081-07-09 | 28 | 7 | 26 | 26 | 20.907 | 1 | 2.05 | 9.259 | 13.546 | 1 | 4716981.1321 | 0 | 202.05 | 0.99616
22478 | 2081-07-16 | 29 | 7 | 26 | 26 | 20.907 | 1 | 2.05 | 9.259 | 13.663 | 1 | 4716981.1321 | 0 | 202.05 | 0.99616
22485 | 2081-07-23 | 30 | 7 | 26 | 26 | 20.907 | 1 | 2.05 | 9.259 | 16.601 | 1 | 4716981.1321 | 0 | 202.05 | 0.99616
22492 | 2081-07-30 | 31 | 7 | 26 | 26 | 20.907 | 1 | 2.05 | 9.259 | 19.257 | 1 | 4716981.1321 | 0 | 202.05 | 0.99616
22499 | 2081-08-06 | 32 | 8 | 26.4 | 26.4 | 21.307 | 1 | 2.05 | 9.259 | 50.306 | 1 | 4716981.1321 | 0 | 202.043 | 0.99613
22506 | 2081-08-13 | 33 | 8 | 26.4 | 26.529 | 21.436 | 1 | 2.05 | 9.259 | 10.325 | 1 | 4716981.1321 | 0 | 202.123 | 0.99652
22513 | 2081-08-20 | 34 | 8 | 26.4 | 26.491 | 21.398 | 1 | 2.05 | 9.259 | 9.085 | 0.98121 | 4716981.1321 | 0.031659 | 200.923 | 0.99061
22520 | 2081-08-27 | 35 | 8 | 26.4 | 26.491 | 21.398 | 1 | 2.05 | 9.259 | 9.19 | 0.99255 | 4716981.1321 | 0.012555 | 197.359 | 0.97304
22527 | 2081-09-03 | 36 | 9 | 25 | 25.091 | 19.998 | 1 | 2.05 | 9.259 | 9.196 | 0.9932 | 4716981.1321 | 0.011463 | 193.003 | 0.95156
22534 | 2081-09-10 | 37 | 9 | 25 | 25.091 | 19.998 | 1 | 2.05 | 9.259 | 9.175 | 0.99093 | 4716981.1321 | 0.015284 | 193.725 | 0.95512
22541 | 2081-09-17 | 38 | 9 | 25 | 25 | 19.907 | 1 | 2.05 | 9.259 | 15.006 | 1 | 4716981.1321 | 0 | 202.09 | 0.99636
22548 | 2081-09-24 | 39 | 9 | 25 | 25 | 19.907 | 1 | 2.05 | 9.259 | 66.695 | 1 | 4716981.1321 | 0 | 202.09 | 0.99636
22555 | 2081-10-01 | 40 | 10 | 24.3 | 24.3 | 19.207 | 1 | 2.05 | 9.259 | 66.114 | 1 | 4716981.1321 | 0 | 202.121 | 0.99651
22562 | 2081-10-08 | 41 | 10 | 24.3 | 24.3 | 19.207 | 1 | 2.05 | 9.259 | 46.877 | 1 | 4716981.1321 | 0 | 202.121 | 0.99651
22569 | 2081-10-15 | 42 | 10 | 24.3 | 24.3 | 19.207 | 1 | 2.05 | 9.259 | 72.244 | 1 | 4716981.1321 | 0 | 202.121 | 0.99651
22576 | 2081-10-22 | 43 | 10 | 24.3 | 24.3 | 19.207 | 1 | 2.05 | 9.259 | 75.376 | 1 | 4716981.1321 | 0 | 202.121 | 0.99651
22583 | 2081-10-29 | 44 | 10 | 24.3 | 24.3 | 19.207 | 1 | 2.05 | 9.259 | 51.466 | 1 | 4716981.1321 | 0 | 202.121 | 0.99651
22590 | 2081-11-05 | 45 | 11 | 24.7 | 24.7 | 19.607 | 1 | 2.05 | 9.259 | 33.125 | 1 | 4716981.1321 | 0 | 202.124 | 0.99653
22597 | 2081-11-12 | 46 | 11 | 24.7 | 24.7 | 19.607 | 1 | 2.05 | 9.259 | 36.658 | 1 | 4716981.1321 | 0 | 202.124 | 0.99653
22604 | 2081-11-19 | 47 | 11 | 24.7 | 24.7 | 19.607 | 1 | 2.05 | 9.259 | 83.002 | 1 | 4716981.1321 | 0 | 202.124 | 0.99653
22611 | 2081-11-26 | 48 | 11 | 24.7 | 24.7 | 19.607 | 1 | 2.05 | 9.259 | 56.639 | 1 | 4716981.1321 | 0 | 202.124 | 0.99653
22618 | 2081-12-03 | 49 | 12 | 25.5 | 25.5 | 20.407 | 1 | 2.05 | 9.259 | 57.019 | 1 | 4716981.1321 | 0 | 202.085 | 0.99634
22625 | 2081-12-10 | 50 | 12 | 25.5 | 25.5 | 20.407 | 1 | 2.05 | 9.259 | 148.831 | 1 | 4716981.1321 | 0 | 202.085 | 0.99634
22632 | 2081-12-17 | 51 | 12 | 25.5 | 25.5 | 20.407 | 1 | 2.05 | 9.259 | 122.899 | 1 | 4716981.1321 | 0 | 202.085 | 0.99634
22639 | 2081-12-24 | 52 | 12 | 25.5 | 25.5 | 20.407 | 1 | 2.05 | 9.259 | 126.895 | 1 | 4716981.1321 | 0 | 202.085 | 0.99634
22646 | 2081-12-31 | 53 | 12 | 25.5 | 25.5 | 20.407 | 1 | 2.05 | 9.259 | 261.439 | 1 | 4716981.1321 | 0 | 202.085 | 0.99634
22653 | 2082-01-07 | 2 | 1 | 24.7 | 24.7 | 19.607 | 1 | 2.05 | 9.259 | 133.188 | 1 | 4716981.1321 | 0 | 202.117 | 0.99649
22660 | 2082-01-14 | 3 | 1 | 24.7 | 24.7 | 19.607 | 1 | 2.05 | 9.259 | 157.571 | 1 | 4716981.1321 | 0 | 202.117 | 0.99649
22667 | 2082-01-21 | 4 | 1 | 24.7 | 24.7 | 19.607 | 1 | 2.05 | 9.259 | 182.54 | 1 | 4716981.1321 | 0 | 202.117 | 0.99649
22674 | 2082-01-28 | 5 | 1 | 24.7 | 24.7 | 19.607 | 1 | 2.05 | 9.259 | 106.572 | 1 | 4716981.1321 | 0 | 202.117 | 0.99649
22681 | 2082-02-04 | 6 | 2 | 24.4 | 24.4 | 19.307 | 1 | 2.05 | 9.259 | 96.204 | 1 | 4716981.1321 | 0 | 202.126 | 0.99654
22688 | 2082-02-11 | 7 | 2 | 24.4 | 24.4 | 19.307 | 1 | 2.05 | 9.259 | 117.131 | 1 | 4716981.1321 | 0 | 202.126 | 0.99654
22695 | 2082-02-18 | 8 | 2 | 24.4 | 24.4 | 19.307 | 1 | 2.05 | 9.259 | 79.964 | 1 | 4716981.1321 | 0 | 202.126 | 0.99654
22702 | 2082-02-25 | 9 | 2 | 24.4 | 24.4 | 19.307 | 1 | 2.05 | 9.259 | 87.647 | 1 | 4716981.1321 | 0 | 202.126 | 0.99654
22709 | 2082-03-04 | 10 | 3 | 24.1 | 24.1 | 19.007 | 1 | 2.05 | 9.259 | 151.854 | 1 | 4716981.1321 | 0 | 202.13 | 0.99656
22716 | 2082-03-11 | 11 | 3 | 24.1 | 24.1 | 19.007 | 1 | 2.05 | 9.259 | 212.509 | 1 | 4716981.1321 | 0 | 202.13 | 0.99656
22723 | 2082-03-18 | 12 | 3 | 24.1 | 24.1 | 19.007 | 1 | 2.05 | 9.259 | 191.487 | 1 | 4716981.1321 | 0 | 202.13 | 0.99656
22730 | 2082-03-25 | 13 | 3 | 24.1 | 24.1 | 19.007 | 1 | 2.05 | 9.259 | 94.857 | 1 | 4716981.1321 | 0 | 202.13 | 0.99656
22737 | 2082-04-01 | 14 | 4 | 24.1 | 24.1 | 19.007 | 1 | 2.05 | 9.259 | 83.525 | 1 | 4716981.1321 | 0 | 202.127 | 0.99654
22744 | 2082-04-08 | 15 | 4 | 24.1 | 24.1 | 19.007 | 1 | 2.05 | 9.259 | 82.795 | 1 | 4716981.1321 | 0 | 202.127 | 0.99654
22751 | 2082-04-15 | 16 | 4 | 24.1 | 24.1 | 19.007 | 1 | 2.05 | 9.259 | 53.371 | 1 | 4716981.1321 | 0 | 202.127 | 0.99654
22758 | 2082-04-22 | 17 | 4 | 24.1 | 24.1 | 19.007 | 1 | 2.05 | 9.259 | 41.569 | 1 | 4716981.1321 | 0 | 202.127 | 0.99654
22765 | 2082-04-29 | 18 | 4 | 24.1 | 24.1 | 19.007 | 1 | 2.05 | 9.259 | 39.035 | 1 | 4716981.1321 | 0 | 202.127 | 0.99654
22772 | 2082-05-06 | 19 | 5 | 25.1 | 25.1 | 20.007 | 1 | 2.05 | 9.259 | 40.813 | 1 | 4716981.1321 | 0 | 202.086 | 0.99634
22779 | 2082-05-13 | 20 | 5 | 25.1 | 25.1 | 20.007 | 1 | 2.05 | 9.259 | 23.828 | 1 | 4716981.1321 | 0 | 202.086 | 0.99634
22786 | 2082-05-20 | 21 | 5 | 25.1 | 25.1 | 20.007 | 1 | 2.05 | 9.259 | 26.074 | 1 | 4716981.1321 | 0 | 202.086 | 0.99634
22793 | 2082-05-27 | 22 | 5 | 25.1 | 25.1 | 20.007 | 1 | 2.05 | 9.259 | 26.738 | 1 | 4716981.1321 | 0 | 202.086 | 0.99634
22800 | 2082-06-03 | 23 | 6 | 25.3 | 25.3 | 20.207 | 1 | 2.05 | 9.259 | 23.936 | 1 | 4716981.1321 | 0 | 202.07 | 0.99626
22807 | 2082-06-10 | 24 | 6 | 25.3 | 25.3 | 20.207 | 1 | 2.05 | 9.259 | 15.564 | 1 | 4716981.1321 | 0 | 202.07 | 0.99626
22814 | 2082-06-17 | 25 | 6 | 25.3 | 25.3 | 20.207 | 1 | 2.05 | 9.259 | 23.748 | 1 | 4716981.1321 | 0 | 202.07 | 0.99626
22821 | 2082-06-24 | 26 | 6 | 25.3 | 25.3 | 20.207 | 1 | 2.05 | 9.259 | 41.062 | 1 | 4716981.1321 | 0 | 202.07 | 0.99626
22828 | 2082-07-01 | 27 | 7 | 26 | 26 | 20.907 | 1 | 2.05 | 9.259 | 15.388 | 1 | 4716981.1321 | 0 | 202.05 | 0.99616
22835 | 2082-07-08 | 28 | 7 | 26 | 26.091 | 20.998 | 1 | 2.05 | 9.259 | 9.74 | 1 | 4716981.1321 | 0 | 202.124 | 0.99653
22842 | 2082-07-15 | 29 | 7 | 26 | 26 | 20.907 | 1 | 2.05 | 9.259 | 13.914 | 1 | 4716981.1321 | 0 | 202.05 | 0.99616
22849 | 2082-07-22 | 30 | 7 | 26 | 26.091 | 20.998 | 1 | 2.05 | 9.259 | 9.162 | 0.98952 | 4716981.1321 | 0.017649 | 199.958 | 0.98585
22856 | 2082-07-29 | 31 | 7 | 26 | 26.091 | 20.998 | 1 | 2.05 | 9.259 | 9.191 | 0.99266 | 4716981.1321 | 0.012373 | 197.072 | 0.97162
22863 | 2082-08-05 | 32 | 8 | 26.4 | 26.491 | 21.398 | 1 | 2.05 | 9.259 | 9.185 | 0.99201 | 4716981.1321 | 0.013464 | 195.033 | 0.96157
22870 | 2082-08-12 | 33 | 8 | 26.4 | 26.491 | 21.398 | 1 | 2.05 | 9.259 | 9.195 | 0.99309 | 4716981.1321 | 0.011645 | 190.83 | 0.94085
22877 | 2082-08-19 | 34 | 8 | 26.4 | 26.491 | 21.398 | 1 | 2.05 | 9.259 | 9.198 | 0.99341 | 4716981.1321 | 0.011099 | 185.587 | 0.915
22884 | 2082-08-26 | 35 | 8 | 26.4 | 26.491 | 21.398 | 1 | 2.05 | 9.259 | 9.195 | 0.99309 | 4716981.1321 | 0.011645 | 181.074 | 0.89275
22891 | 2082-09-02 | 36 | 9 | 25 | 25.091 | 19.998 | 1 | 2.05 | 9.259 | 9.198 | 0.99341 | 4716981.1321 | 0.011099 | 176.433 | 0.86987
22898 | 2082-09-09 | 37 | 9 | 25 | 25.091 | 19.998 | 1 | 2.05 | 9.259 | 9.201 | 0.99374 | 4716981.1321 | 0.010553 | 170.928 | 0.84272
22905 | 2082-09-16 | 38 | 9 | 25 | 25.091 | 19.998 | 1 | 2.05 | 9.259 | 6.887 | 0.74382 | 4716981.1321 | 0.43159 | 166.64 | 0.82158
22912 | 2082-09-23 | 39 | 9 | 25 | 25 | 19.907 | 1 | 2.05 | 9.259 | 9.168 | 0.99017 | 4716981.1321 | 0.016558 | 168.891 | 0.83268
22919 | 2082-09-30 | 40 | 9 | 25 | 25 | 19.907 | 1 | 2.05 | 9.259 | 28.372 | 1 | 4716981.1321 | 0 | 183.101 | 0.90274
22926 | 2082-10-07 | 41 | 10 | 24.3 | 24.3 | 19.207 | 1 | 2.05 | 9.259 | 9.134 | 0.9865 | 4716981.1321 | 0.022744 | 195.435 | 0.96355
22933 | 2082-10-14 | 42 | 10 | 24.3 | 24.3 | 19.207 | 1 | 2.05 | 9.259 | 54.858 | 1 | 4716981.1321 | 0 | 202.121 | 0.99651
22940 | 2082-10-21 | 43 | 10 | 24.3 | 24.3 | 19.207 | 1 | 2.05 | 9.259 | 129.134 | 1 | 4716981.1321 | 0 | 202.121 | 0.99651
22947 | 2082-10-28 | 44 | 10 | 24.3 | 24.3 | 19.207 | 1 | 2.05 | 9.259 | 32.361 | 1 | 4716981.1321 | 0 | 202.121 | 0.99651
22954 | 2082-11-04 | 45 | 11 | 24.7 | 24.7 | 19.607 | 1 | 2.05 | 9.259 | 46.786 | 1 | 4716981.1321 | 0 | 202.124 | 0.99653
22961 | 2082-11-11 | 46 | 11 | 24.7 | 24.7 | 19.607 | 1 | 2.05 | 9.259 | 112.234 | 1 | 4716981.1321 | 0 | 202.124 | 0.99653
22968 | 2082-11-18 | 47 | 11 | 24.7 | 24.7 | 19.607 | 1 | 2.05 | 9.259 | 135.374 | 1 | 4716981.1321 | 0 | 202.124 | 0.99653
22975 | 2082-11-25 | 48 | 11 | 24.7 | 24.7 | 19.607 | 1 | 2.05 | 9.259 | 164.512 | 1 | 4716981.1321 | 0 | 202.124 | 0.99653
22982 | 2082-12-02 | 49 | 12 | 25.5 | 25.5 | 20.407 | 1 | 2.05 | 9.259 | 80.842 | 1 | 4716981.1321 | 0 | 202.085 | 0.99634
22989 | 2082-12-09 | 50 | 12 | 25.5 | 25.5 | 20.407 | 1 | 2.05 | 9.259 | 264.875 | 1 | 4716981.1321 | 0 | 202.085 | 0.99634
22996 | 2082-12-16 | 51 | 12 | 25.5 | 25.5 | 20.407 | 1 | 2.05 | 9.259 | 177.474 | 1 | 4716981.1321 | 0 | 202.085 | 0.99634
23003 | 2082-12-23 | 52 | 12 | 25.5 | 25.5 | 20.407 | 1 | 2.05 | 9.259 | 123.297 | 1 | 4716981.1321 | 0 | 202.085 | 0.99634
23010 | 2082-12-30 | 53 | 12 | 25.5 | 25.5 | 20.407 | 1 | 2.05 | 9.259 | 117.094 | 1 | 4716981.1321 | 0 | 202.085 | 0.99634
23017 | 2083-01-06 | 2 | 1 | 24.7 | 24.7 | 19.607 | 1 | 2.05 | 9.259 | 138.164 | 1 | 4716981.1321 | 0 | 202.117 | 0.99649
23024 | 2083-01-13 | 3 | 1 | 24.7 | 24.7 | 19.607 | 1 | 2.05 | 9.259 | 101.121 | 1 | 4716981.1321 | 0 | 202.117 | 0.99649
23031 | 2083-01-20 | 4 | 1 | 24.7 | 24.7 | 19.607 | 1 | 2.05 | 9.259 | 72.362 | 1 | 4716981.1321 | 0 | 202.117 | 0.99649
23038 | 2083-01-27 | 5 | 1 | 24.7 | 24.7 | 19.607 | 1 | 2.05 | 9.259 | 107.42 | 1 | 4716981.1321 | 0 | 202.117 | 0.99649
23045 | 2083-02-03 | 6 | 2 | 24.4 | 24.4 | 19.307 | 1 | 2.05 | 9.259 | 103.455 | 1 | 4716981.1321 | 0 | 202.126 | 0.99654
23052 | 2083-02-10 | 7 | 2 | 24.4 | 24.4 | 19.307 | 1 | 2.05 | 9.259 | 85.135 | 1 | 4716981.1321 | 0 | 202.126 | 0.99654
23059 | 2083-02-17 | 8 | 2 | 24.4 | 24.4 | 19.307 | 1 | 2.05 | 9.259 | 58.48 | 1 | 4716981.1321 | 0 | 202.126 | 0.99654
23066 | 2083-02-24 | 9 | 2 | 24.4 | 24.4 | 19.307 | 1 | 2.05 | 9.259 | 70.391 | 1 | 4716981.1321 | 0 | 202.126 | 0.99654
23073 | 2083-03-03 | 10 | 3 | 24.1 | 24.1 | 19.007 | 1 | 2.05 | 9.259 | 54.196 | 1 | 4716981.1321 | 0 | 202.13 | 0.99656
23080 | 2083-03-10 | 11 | 3 | 24.1 | 24.1 | 19.007 | 1 | 2.05 | 9.259 | 51.344 | 1 | 4716981.1321 | 0 | 202.13 | 0.99656
23087 | 2083-03-17 | 12 | 3 | 24.1 | 24.1 | 19.007 | 1 | 2.05 | 9.259 | 52.856 | 1 | 4716981.1321 | 0 | 202.13 | 0.99656
23094 | 2083-03-24 | 13 | 3 | 24.1 | 24.1 | 19.007 | 1 | 2.05 | 9.259 | 82.594 | 1 | 4716981.1321 | 0 | 202.13 | 0.99656
23101 | 2083-03-31 | 14 | 3 | 24.1 | 24.1 | 19.007 | 1 | 2.05 | 9.259 | 88.11 | 1 | 4716981.1321 | 0 | 202.13 | 0.99656
23108 | 2083-04-07 | 15 | 4 | 24.1 | 24.1 | 19.007 | 1 | 2.05 | 9.259 | 97.085 | 1 | 4716981.1321 | 0 | 202.127 | 0.99654
23115 | 2083-04-14 | 16 | 4 | 24.1 | 24.1 | 19.007 | 1 | 2.05 | 9.259 | 97.554 | 1 | 4716981.1321 | 0 | 202.127 | 0.99654
23122 | 2083-04-21 | 17 | 4 | 24.1 | 24.1 | 19.007 | 1 | 2.05 | 9.259 | 144.895 | 1 | 4716981.1321 | 0 | 202.127 | 0.99654
23129 | 2083-04-28 | 18 | 4 | 24.1 | 24.1 | 19.007 | 1 | 2.05 | 9.259 | 148.333 | 1 | 4716981.1321 | 0 | 202.127 | 0.99654
23136 | 2083-05-05 | 19 | 5 | 25.1 | 25.1 | 20.007 | 1 | 2.05 | 9.259 | 119.059 | 1 | 4716981.1321 | 0 | 202.086 | 0.99634
23143 | 2083-05-12 | 20 | 5 | 25.1 | 25.1 | 20.007 | 1 | 2.05 | 9.259 | 127.293 | 1 | 4716981.1321 | 0 | 202.086 | 0.99634
23150 | 2083-05-19 | 21 | 5 | 25.1 | 25.1 | 20.007 | 1 | 2.05 | 9.259 | 108.4 | 1 | 4716981.1321 | 0 | 202.086 | 0.99634
23157 | 2083-05-26 | 22 | 5 | 25.1 | 25.1 | 20.007 | 1 | 2.05 | 9.259 | 89.412 | 1 | 4716981.1321 | 0 | 202.086 | 0.99634
23164 | 2083-06-02 | 23 | 6 | 25.3 | 25.3 | 20.207 | 1 | 2.05 | 9.259 | 101.562 | 1 | 4716981.1321 | 0 | 202.07 | 0.99626
23171 | 2083-06-09 | 24 | 6 | 25.3 | 25.3 | 20.207 | 1 | 2.05 | 9.259 | 45.093 | 1 | 4716981.1321 | 0 | 202.07 | 0.99626
23178 | 2083-06-16 | 25 | 6 | 25.3 | 25.3 | 20.207 | 1 | 2.05 | 9.259 | 34.305 | 1 | 4716981.1321 | 0 | 202.07 | 0.99626
23185 | 2083-06-23 | 26 | 6 | 25.3 | 25.3 | 20.207 | 1 | 2.05 | 9.259 | 38.551 | 1 | 4716981.1321 | 0 | 202.07 | 0.99626
23192 | 2083-06-30 | 27 | 6 | 25.3 | 25.3 | 20.207 | 1 | 2.05 | 9.259 | 24.352 | 1 | 4716981.1321 | 0 | 202.07 | 0.99626
23199 | 2083-07-07 | 28 | 7 | 26 | 26 | 20.907 | 1 | 2.05 | 9.259 | 18.275 | 1 | 4716981.1321 | 0 | 202.05 | 0.99616
23206 | 2083-07-14 | 29 | 7 | 26 | 26.094 | 21.001 | 1 | 2.05 | 9.259 | 11.571 | 1 | 4716981.1321 | 0 | 202.125 | 0.99653
23213 | 2083-07-21 | 30 | 7 | 26 | 26 | 20.907 | 1 | 2.05 | 9.259 | 14.479 | 1 | 4716981.1321 | 0 | 202.05 | 0.99616
23220 | 2083-07-28 | 31 | 7 | 26 | 26 | 20.907 | 1 | 2.05 | 9.259 | 13.32 | 1 | 4716981.1321 | 0 | 202.05 | 0.99616
23227 | 2083-08-04 | 32 | 8 | 26.4 | 26.491 | 21.398 | 1 | 2.05 | 9.259 | 9.415 | 1 | 4716981.1321 | 0 | 202.118 | 0.9965
23234 | 2083-08-11 | 33 | 8 | 26.4 | 26.491 | 21.398 | 1 | 2.05 | 9.259 | 9.189 | 0.99244 | 4716981.1321 | 0.012737 | 198.647 | 0.97939
23241 | 2083-08-18 | 34 | 8 | 26.4 | 26.491 | 21.398 | 1 | 2.05 | 9.259 | 9.187 | 0.99222 | 4716981.1321 | 0.0131 | 196.363 | 0.96813
23248 | 2083-08-25 | 35 | 8 | 26.4 | 26.491 | 21.398 | 1 | 2.05 | 9.259 | 9.192 | 0.99276 | 4716981.1321 | 0.012191 | 192.844 | 0.95078
23255 | 2083-09-01 | 36 | 9 | 25 | 25.091 | 19.998 | 1 | 2.05 | 9.259 | 9.195 | 0.99309 | 4716981.1321 | 0.011645 | 189.106 | 0.93235
23262 | 2083-09-08 | 37 | 9 | 25 | 25.091 | 19.998 | 1 | 2.05 | 9.259 | 9.187 | 0.99222 | 4716981.1321 | 0.0131 | 187.71 | 0.92546
23269 | 2083-09-15 | 38 | 9 | 25 | 25 | 19.907 | 1 | 2.05 | 9.259 | 9.171 | 0.9905 | 4716981.1321 | 0.016012 | 189.613 | 0.93485
23276 | 2083-09-22 | 39 | 9 | 25 | 25.091 | 19.998 | 1 | 2.05 | 9.259 | 9.175 | 0.99093 | 4716981.1321 | 0.015284 | 190.704 | 0.94023
23283 | 2083-09-29 | 40 | 9 | 25 | 25.091 | 19.998 | 1 | 2.05 | 9.259 | 9.186 | 0.99212 | 4716981.1321 | 0.013282 | 189.029 | 0.93197
23290 | 2083-10-06 | 41 | 10 | 24.3 | 24.391 | 19.298 | 1 | 2.05 | 9.259 | 9.187 | 0.99222 | 4716981.1321 | 0.0131 | 187.798 | 0.9259
23297 | 2083-10-13 | 42 | 10 | 24.3 | 24.3 | 19.207 | 1 | 2.05 | 9.259 | 9.135 | 0.98661 | 4716981.1321 | 0.022562 | 198.451 | 0.97842
23304 | 2083-10-20 | 43 | 10 | 24.3 | 24.391 | 19.298 | 1 | 2.05 | 9.259 | 9.185 | 0.99201 | 4716981.1321 | 0.013464 | 197.212 | 0.97231
23311 | 2083-10-27 | 44 | 10 | 24.3 | 24.391 | 19.298 | 1 | 2.05 | 9.259 | 9.19 | 0.99255 | 4716981.1321 | 0.012555 | 194.959 | 0.9612
23318 | 2083-11-03 | 45 | 11 | 24.7 | 24.791 | 19.698 | 1 | 2.05 | 9.259 | 9.188 | 0.99233 | 4716981.1321 | 0.012919 | 193.285 | 0.95295
23325 | 2083-11-10 | 46 | 11 | 24.7 | 24.791 | 19.698 | 1 | 2.05 | 9.259 | 9.191 | 0.99266 | 4716981.1321 | 0.012373 | 190.863 | 0.94101
23332 | 2083-11-17 | 47 | 11 | 24.7 | 24.791 | 19.698 | 1 | 2.05 | 9.259 | 9.195 | 0.99309 | 4716981.1321 | 0.011645 | 187.471 | 0.92429
23339 | 2083-11-24 | 48 | 11 | 24.7 | 24.7 | 19.607 | 1 | 2.05 | 9.259 | 17.138 | 1 | 4716981.1321 | 0 | 201.117 | 0.99156
23346 | 2083-12-01 | 49 | 12 | 25.5 | 25.5 | 20.407 | 1 | 2.05 | 9.259 | 15.183 | 1 | 4716981.1321 | 0 | 202.085 | 0.99634
23353 | 2083-12-08 | 50 | 12 | 25.5 | 25.5 | 20.407 | 1 | 2.05 | 9.259 | 30.89 | 1 | 4716981.1321 | 0 | 202.085 | 0.99634
23360 | 2083-12-15 | 51 | 12 | 25.5 | 25.5 | 20.407 | 1 | 2.05 | 9.259 | 69.241 | 1 | 4716981.1321 | 0 | 202.085 | 0.99634
23367 | 2083-12-22 | 52 | 12 | 25.5 | 25.5 | 20.407 | 1 | 2.05 | 9.259 | 87.278 | 1 | 4716981.1321 | 0 | 202.085 | 0.99634
23374 | 2083-12-29 | 53 | 12 | 25.5 | 25.5 | 20.407 | 1 | 2.05 | 9.259 | 71.419 | 1 | 4716981.1321 | 0 | 202.085 | 0.99634
23381 | 2084-01-05 | 2 | 1 | 24.7 | 24.7 | 19.607 | 1 | 2.05 | 9.259 | 72.941 | 1 | 4716981.1321 | 0 | 202.117 | 0.99649
23388 | 2084-01-12 | 3 | 1 | 24.7 | 24.7 | 19.607 | 1 | 2.05 | 9.259 | 114.335 | 1 | 4716981.1321 | 0 | 202.117 | 0.99649
23395 | 2084-01-19 | 4 | 1 | 24.7 | 24.7 | 19.607 | 1 | 2.05 | 9.259 | 117.382 | 1 | 4716981.1321 | 0 | 202.117 | 0.99649
23402 | 2084-01-26 | 5 | 1 | 24.7 | 24.7 | 19.607 | 1 | 2.05 | 9.259 | 202.973 | 1 | 4716981.1321 | 0 | 202.117 | 0.99649
23409 | 2084-02-02 | 6 | 2 | 24.4 | 24.4 | 19.307 | 1 | 2.05 | 9.259 | 153.658 | 1 | 4716981.1321 | 0 | 202.126 | 0.99654
23416 | 2084-02-09 | 7 | 2 | 24.4 | 24.4 | 19.307 | 1 | 2.05 | 9.259 | 100.703 | 1 | 4716981.1321 | 0 | 202.126 | 0.99654
23423 | 2084-02-16 | 8 | 2 | 24.4 | 24.4 | 19.307 | 1 | 2.05 | 9.259 | 73.524 | 1 | 4716981.1321 | 0 | 202.126 | 0.99654
23430 | 2084-02-23 | 9 | 2 | 24.4 | 24.4 | 19.307 | 1 | 2.05 | 9.259 | 84.347 | 1 | 4716981.1321 | 0 | 202.126 | 0.99654
23437 | 2084-03-01 | 10 | 3 | 24.1 | 24.1 | 19.007 | 1 | 2.05 | 9.259 | 51.293 | 1 | 4716981.1321 | 0 | 202.13 | 0.99656
23444 | 2084-03-08 | 11 | 3 | 24.1 | 24.1 | 19.007 | 1 | 2.05 | 9.259 | 49.001 | 1 | 4716981.1321 | 0 | 202.13 | 0.99656
23451 | 2084-03-15 | 12 | 3 | 24.1 | 24.1 | 19.007 | 1 | 2.05 | 9.259 | 34.515 | 1 | 4716981.1321 | 0 | 202.13 | 0.99656
23458 | 2084-03-22 | 13 | 3 | 24.1 | 24.1 | 19.007 | 1 | 2.05 | 9.259 | 161.781 | 1 | 4716981.1321 | 0 | 202.13 | 0.99656
23465 | 2084-03-29 | 14 | 3 | 24.1 | 24.1 | 19.007 | 1 | 2.05 | 9.259 | 99.418 | 1 | 4716981.1321 | 0 | 202.13 | 0.99656
23472 | 2084-04-05 | 15 | 4 | 24.1 | 24.1 | 19.007 | 1 | 2.05 | 9.259 | 53.5 | 1 | 4716981.1321 | 0 | 202.127 | 0.99654
23479 | 2084-04-12 | 16 | 4 | 24.1 | 24.1 | 19.007 | 1 | 2.05 | 9.259 | 37.404 | 1 | 4716981.1321 | 0 | 202.127 | 0.99654
23486 | 2084-04-19 | 17 | 4 | 24.1 | 24.1 | 19.007 | 1 | 2.05 | 9.259 | 27.359 | 1 | 4716981.1321 | 0 | 202.127 | 0.99654
23493 | 2084-04-26 | 18 | 4 | 24.1 | 24.1 | 19.007 | 1 | 2.05 | 9.259 | 20.709 | 1 | 4716981.1321 | 0 | 202.127 | 0.99654
23500 | 2084-05-03 | 19 | 5 | 25.1 | 25.1 | 20.007 | 1 | 2.05 | 9.259 | 18.648 | 1 | 4716981.1321 | 0 | 202.086 | 0.99634
23507 | 2084-05-10 | 20 | 5 | 25.1 | 25.1 | 20.007 | 1 | 2.05 | 9.259 | 16.719 | 1 | 4716981.1321 | 0 | 202.086 | 0.99634
23514 | 2084-05-17 | 21 | 5 | 25.1 | 25.1 | 20.007 | 1 | 2.05 | 9.259 | 34.767 | 1 | 4716981.1321 | 0 | 202.086 | 0.99634
23521 | 2084-05-24 | 22 | 5 | 25.1 | 25.1 | 20.007 | 1 | 2.05 | 9.259 | 67.48 | 1 | 4716981.1321 | 0 | 202.086 | 0.99634
23528 | 2084-05-31 | 23 | 5 | 25.1 | 25.3 | 20.207 | 1 | 2.05 | 9.259 | 36.694 | 1 | 4716981.1321 | 0 | 202.07 | 0.99626
23535 | 2084-06-07 | 24 | 6 | 25.3 | 25.3 | 20.207 | 1 | 2.05 | 9.259 | 22.38 | 1 | 4716981.1321 | 0 | 202.07 | 0.99626
23542 | 2084-06-14 | 25 | 6 | 25.3 | 25.338 | 20.245 | 1 | 2.05 | 9.259 | 12.569 | 1 | 4716981.1321 | 0 | 202.1 | 0.99641
23549 | 2084-06-21 | 26 | 6 | 25.3 | 25.391 | 20.298 | 1 | 2.05 | 9.259 | 8.996 | 0.9716 | 4716981.1321 | 0.047853 | 201.65 | 0.99419
23556 | 2084-06-28 | 27 | 6 | 25.3 | 25.391 | 20.298 | 1 | 2.05 | 9.259 | 9.197 | 0.9933 | 4716981.1321 | 0.011281 | 197.394 | 0.97321
23563 | 2084-07-05 | 28 | 7 | 26 | 26.091 | 20.998 | 1 | 2.05 | 9.259 | 6.892 | 0.74436 | 4716981.1321 | 0.43068 | 191.612 | 0.9447
23570 | 2084-07-12 | 29 | 7 | 26 | 26.091 | 20.998 | 1 | 2.05 | 9.259 | 6.884 | 0.74349 | 4716981.1321 | 0.43213 | 187.815 | 0.92598
23577 | 2084-07-19 | 30 | 7 | 26 | 26.091 | 20.998 | 1 | 2.05 | 9.259 | 6.889 | 0.74403 | 4716981.1321 | 0.43122 | 182.719 | 0.90086
23584 | 2084-07-26 | 31 | 7 | 26 | 26.091 | 20.998 | 1 | 2.05 | 9.259 | 6.9 | 0.74522 | 4716981.1321 | 0.42922 | 174.964 | 0.86262
23591 | 2084-08-02 | 32 | 8 | 26.4 | 26.491 | 21.398 | 1 | 2.05 | 9.259 | 6.882 | 0.74328 | 4716981.1321 | 0.4325 | 172.125 | 0.84863
23598 | 2084-08-09 | 33 | 8 | 26.4 | 26.491 | 21.398 | 1 | 2.05 | 9.259 | 6.891 | 0.74425 | 4716981.1321 | 0.43086 | 166.518 | 0.82098
23605 | 2084-08-16 | 34 | 8 | 26.4 | 26.491 | 21.398 | 1 | 2.05 | 9.259 | 6.893 | 0.74446 | 4716981.1321 | 0.4305 | 160.303 | 0.79034
23612 | 2084-08-23 | 35 | 8 | 26.4 | 26.491 | 21.398 | 1 | 2.05 | 9.259 | 6.896 | 0.74479 | 4716981.1321 | 0.42995 | 153.427 | 0.75644
23619 | 2084-08-30 | 36 | 8 | 26.4 | 26.491 | 21.398 | 1 | 2.05 | 9.259 | 6.9 | 0.74522 | 4716981.1321 | 0.42922 | 145.651 | 0.7181
23626 | 2084-09-06 | 37 | 9 | 25 | 25.091 | 19.998 | 1 | 2.05 | 9.259 | 6.899 | 0.74511 | 4716981.1321 | 0.4294 | 138.633 | 0.6835
23633 | 2084-09-13 | 38 | 9 | 25 | 25.091 | 19.998 | 1 | 2.05 | 9.259 | 6.884 | 0.74349 | 4716981.1321 | 0.43213 | 135.979 | 0.67042
23640 | 2084-09-20 | 39 | 9 | 25 | 25 | 19.907 | 1 | 2.05 | 9.259 | 6.836 | 0.73831 | 4716981.1321 | 0.44087 | 145.375 | 0.71674
23647 | 2084-09-27 | 40 | 9 | 25 | 25.091 | 19.998 | 1 | 2.05 | 9.259 | 6.878 | 0.74284 | 4716981.1321 | 0.43323 | 143.557 | 0.70778
23654 | 2084-10-04 | 41 | 10 | 24.3 | 24.577 | 19.484 | 1 | 2.05 | 9.259 | 6.849 | 0.73971 | 4716981.1321 | 0.4385 | 148.449 | 0.7319
23661 | 2084-10-11 | 42 | 10 | 24.3 | 24.391 | 19.298 | 1 | 2.05 | 9.259 | 6.885 | 0.7436 | 4716981.1321 | 0.43195 | 145.654 | 0.71812
23668 | 2084-10-18 | 43 | 10 | 24.3 | 24.448 | 19.355 | 1 | 2.05 | 9.259 | 6.856 | 0.74047 | 4716981.1321 | 0.43723 | 149.644 | 0.73779
23675 | 2084-10-25 | 44 | 10 | 24.3 | 24.3 | 19.207 | 1 | 2.05 | 9.259 | 9.141 | 0.98726 | 4716981.1321 | 0.02147 | 158.862 | 0.78324
23682 | 2084-11-01 | 45 | 11 | 24.7 | 24.7 | 19.607 | 1 | 2.05 | 9.259 | 9.145 | 0.98769 | 4716981.1321 | 0.020742 | 167.508 | 0.82586
23689 | 2084-11-08 | 46 | 11 | 24.7 | 24.7 | 19.607 | 1 | 2.05 | 9.259 | 23.023 | 1 | 4716981.1321 | 0 | 180.899 | 0.89188
23696 | 2084-11-15 | 47 | 11 | 24.7 | 24.7 | 19.607 | 1 | 2.05 | 9.259 | 28.252 | 1 | 4716981.1321 | 0 | 196.356 | 0.96809
23703 | 2084-11-22 | 48 | 11 | 24.7 | 24.7 | 19.607 | 1 | 2.05 | 9.259 | 183.532 | 1 | 4716981.1321 | 0 | 202.124 | 0.99653
23710 | 2084-11-29 | 49 | 11 | 24.7 | 24.7 | 19.607 | 1 | 2.05 | 9.259 | 106.909 | 1 | 4716981.1321 | 0 | 202.124 | 0.99653
23717 | 2084-12-06 | 50 | 12 | 25.5 | 25.5 | 20.407 | 1 | 2.05 | 9.259 | 94.92 | 1 | 4716981.1321 | 0 | 202.085 | 0.99634
23724 | 2084-12-13 | 51 | 12 | 25.5 | 25.5 | 20.407 | 1 | 2.05 | 9.259 | 103.785 | 1 | 4716981.1321 | 0 | 202.085 | 0.99634
23731 | 2084-12-20 | 52 | 12 | 25.5 | 25.5 | 20.407 | 1 | 2.05 | 9.259 | 112.937 | 1 | 4716981.1321 | 0 | 202.085 | 0.99634
23738 | 2084-12-27 | 53 | 12 | 25.5 | 25.5 | 20.407 | 1 | 2.05 | 9.259 | 106.545 | 1 | 4716981.1321 | 0 | 202.085 | 0.99634
23745 | 2085-01-03 | 1 | 1 | 24.7 | 24.7 | 19.607 | 1 | 2.05 | 9.259 | 70.128 | 1 | 4716981.1321 | 0 | 202.117 | 0.99649
23752 | 2085-01-10 | 2 | 1 | 24.7 | 24.7 | 19.607 | 1 | 2.05 | 9.259 | 51.014 | 1 | 4716981.1321 | 0 | 202.117 | 0.99649
23759 | 2085-01-17 | 3 | 1 | 24.7 | 24.7 | 19.607 | 1 | 2.05 | 9.259 | 110.914 | 1 | 4716981.1321 | 0 | 202.117 | 0.99649
23766 | 2085-01-24 | 4 | 1 | 24.7 | 24.7 | 19.607 | 1 | 2.05 | 9.259 | 192.343 | 1 | 4716981.1321 | 0 | 202.117 | 0.99649
23773 | 2085-01-31 | 5 | 1 | 24.7 | 24.7 | 19.607 | 1 | 2.05 | 9.259 | 115.331 | 1 | 4716981.1321 | 0 | 202.117 | 0.99649
23780 | 2085-02-07 | 6 | 2 | 24.4 | 24.4 | 19.307 | 1 | 2.05 | 9.259 | 167.429 | 1 | 4716981.1321 | 0 | 202.126 | 0.99654
23787 | 2085-02-14 | 7 | 2 | 24.4 | 24.4 | 19.307 | 1 | 2.05 | 9.259 | 76.694 | 1 | 4716981.1321 | 0 | 202.126 | 0.99654
23794 | 2085-02-21 | 8 | 2 | 24.4 | 24.4 | 19.307 | 1 | 2.05 | 9.259 | 92.116 | 1 | 4716981.1321 | 0 | 202.126 | 0.99654
23801 | 2085-02-28 | 9 | 2 | 24.4 | 24.4 | 19.307 | 1 | 2.05 | 9.259 | 100.796 | 1 | 4716981.1321 | 0 | 202.126 | 0.99654
23808 | 2085-03-07 | 10 | 3 | 24.1 | 24.1 | 19.007 | 1 | 2.05 | 9.259 | 67.434 | 1 | 4716981.1321 | 0 | 202.13 | 0.99656
23815 | 2085-03-14 | 11 | 3 | 24.1 | 24.1 | 19.007 | 1 | 2.05 | 9.259 | 56.216 | 1 | 4716981.1321 | 0 | 202.13 | 0.99656
23822 | 2085-03-21 | 12 | 3 | 24.1 | 24.1 | 19.007 | 1 | 2.05 | 9.259 | 79.252 | 1 | 4716981.1321 | 0 | 202.13 | 0.99656
23829 | 2085-03-28 | 13 | 3 | 24.1 | 24.1 | 19.007 | 1 | 2.05 | 9.259 | 89.5 | 1 | 4716981.1321 | 0 | 202.13 | 0.99656
23836 | 2085-04-04 | 14 | 4 | 24.1 | 24.1 | 19.007 | 1 | 2.05 | 9.259 | 83.427 | 1 | 4716981.1321 | 0 | 202.127 | 0.99654
23843 | 2085-04-11 | 15 | 4 | 24.1 | 24.1 | 19.007 | 1 | 2.05 | 9.259 | 78.693 | 1 | 4716981.1321 | 0 | 202.127 | 0.99654
23850 | 2085-04-18 | 16 | 4 | 24.1 | 24.1 | 19.007 | 1 | 2.05 | 9.259 | 48.77 | 1 | 4716981.1321 | 0 | 202.127 | 0.99654
23857 | 2085-04-25 | 17 | 4 | 24.1 | 24.1 | 19.007 | 1 | 2.05 | 9.259 | 38.983 | 1 | 4716981.1321 | 0 | 202.127 | 0.99654
23864 | 2085-05-02 | 18 | 5 | 25.1 | 25.1 | 20.007 | 1 | 2.05 | 9.259 | 29.761 | 1 | 4716981.1321 | 0 | 202.086 | 0.99634
23871 | 2085-05-09 | 19 | 5 | 25.1 | 25.1 | 20.007 | 1 | 2.05 | 9.259 | 43.799 | 1 | 4716981.1321 | 0 | 202.086 | 0.99634
23878 | 2085-05-16 | 20 | 5 | 25.1 | 25.1 | 20.007 | 1 | 2.05 | 9.259 | 66.731 | 1 | 4716981.1321 | 0 | 202.086 | 0.99634
23885 | 2085-05-23 | 21 | 5 | 25.1 | 25.1 | 20.007 | 1 | 2.05 | 9.259 | 64.595 | 1 | 4716981.1321 | 0 | 202.086 | 0.99634
23892 | 2085-05-30 | 22 | 5 | 25.1 | 25.1 | 20.007 | 1 | 2.05 | 9.259 | 36.739 | 1 | 4716981.1321 | 0 | 202.086 | 0.99634
23899 | 2085-06-06 | 23 | 6 | 25.3 | 25.3 | 20.207 | 1 | 2.05 | 9.259 | 129.061 | 1 | 4716981.1321 | 0 | 202.07 | 0.99626
23906 | 2085-06-13 | 24 | 6 | 25.3 | 25.3 | 20.207 | 1 | 2.05 | 9.259 | 49.08 | 1 | 4716981.1321 | 0 | 202.07 | 0.99626
23913 | 2085-06-20 | 25 | 6 | 25.3 | 25.3 | 20.207 | 1 | 2.05 | 9.259 | 75.355 | 1 | 4716981.1321 | 0 | 202.07 | 0.99626
23920 | 2085-06-27 | 26 | 6 | 25.3 | 25.3 | 20.207 | 1 | 2.05 | 9.259 | 54.247 | 1 | 4716981.1321 | 0 | 202.07 | 0.99626
23927 | 2085-07-04 | 27 | 7 | 26 | 26 | 20.907 | 1 | 2.05 | 9.259 | 25.423 | 1 | 4716981.1321 | 0 | 202.05 | 0.99616
23934 | 2085-07-11 | 28 | 7 | 26 | 26 | 20.907 | 1 | 2.05 | 9.259 | 17.191 | 1 | 4716981.1321 | 0 | 202.05 | 0.99616
23941 | 2085-07-18 | 29 | 7 | 26 | 26 | 20.907 | 1 | 2.05 | 9.259 | 19.18 | 1 | 4716981.1321 | 0 | 202.05 | 0.99616
23948 | 2085-07-25 | 30 | 7 | 26 | 26 | 20.907 | 1 | 2.05 | 9.259 | 18.768 | 1 | 4716981.1321 | 0 | 202.05 | 0.99616
23955 | 2085-08-01 | 31 | 8 | 26.4 | 26.4 | 21.307 | 1 | 2.05 | 9.259 | 34.445 | 1 | 4716981.1321 | 0 | 202.043 | 0.99613
23962 | 2085-08-08 | 32 | 8 | 26.4 | 26.4 | 21.307 | 1 | 2.05 | 9.259 | 29.117 | 1 | 4716981.1321 | 0 | 202.043 | 0.99613
23969 | 2085-08-15 | 33 | 8 | 26.4 | 26.4 | 21.307 | 1 | 2.05 | 9.259 | 22.111 | 1 | 4716981.1321 | 0 | 202.043 | 0.99613
23976 | 2085-08-22 | 34 | 8 | 26.4 | 26.4 | 21.307 | 1 | 2.05 | 9.259 | 26.502 | 1 | 4716981.1321 | 0 | 202.043 | 0.99613
23983 | 2085-08-29 | 35 | 8 | 26.4 | 26.4 | 21.307 | 1 | 2.05 | 9.259 | 13.46 | 1 | 4716981.1321 | 0 | 202.043 | 0.99613
23990 | 2085-09-05 | 36 | 9 | 25 | 25 | 19.907 | 1 | 2.05 | 9.259 | 10.928 | 1 | 4716981.1321 | 0 | 202.09 | 0.99636
23997 | 2085-09-12 | 37 | 9 | 25 | 25.091 | 19.998 | 1 | 2.05 | 9.259 | 9.094 | 0.98218 | 4716981.1321 | 0.030022 | 200.946 | 0.99072
24004 | 2085-09-19 | 38 | 9 | 25 | 25.091 | 19.998 | 1 | 2.05 | 9.259 | 9.184 | 0.9919 | 4716981.1321 | 0.013646 | 199.395 | 0.98307
24011 | 2085-09-26 | 39 | 9 | 25 | 25.091 | 19.998 | 1 | 2.05 | 9.259 | 9.19 | 0.99255 | 4716981.1321 | 0.012555 | 196.347 | 0.96805
24018 | 2085-10-03 | 40 | 10 | 24.3 | 24.3 | 19.207 | 1 | 2.05 | 9.259 | 9.161 | 0.98942 | 4716981.1321 | 0.017831 | 200.154 | 0.98682
24025 | 2085-10-10 | 41 | 10 | 24.3 | 24.64 | 19.547 | 1 | 2.05 | 9.259 | 9.145 | 0.98769 | 4716981.1321 | 0.020742 | 202.147 | 0.99664
24032 | 2085-10-17 | 42 | 10 | 24.3 | 24.391 | 19.298 | 1 | 2.05 | 9.259 | 8.955 | 0.96717 | 4716981.1321 | 0.055313 | 201.891 | 0.99538
24039 | 2085-10-24 | 43 | 10 | 24.3 | 24.391 | 19.298 | 1 | 2.05 | 9.259 | 9.176 | 0.99104 | 4716981.1321 | 0.015102 | 200.316 | 0.98762
24046 | 2085-10-31 | 44 | 10 | 24.3 | 24.391 | 19.298 | 1 | 2.05 | 9.259 | 9.189 | 0.99244 | 4716981.1321 | 0.012737 | 198.057 | 0.97648
24053 | 2085-11-07 | 45 | 11 | 24.7 | 24.7 | 19.607 | 1 | 2.05 | 9.259 | 9.171 | 0.9905 | 4716981.1321 | 0.016012 | 199.749 | 0.98482
24060 | 2085-11-14 | 46 | 11 | 24.7 | 24.7 | 19.607 | 1 | 2.05 | 9.259 | 11.159 | 1 | 4716981.1321 | 0 | 202.124 | 0.99653
24067 | 2085-11-21 | 47 | 11 | 24.7 | 24.791 | 19.698 | 1 | 2.05 | 9.259 | 10.588 | 1 | 4716981.1321 | 0 | 202.199 | 0.9969
24074 | 2085-11-28 | 48 | 11 | 24.7 | 24.7 | 19.607 | 1 | 2.05 | 9.259 | 26.916 | 1 | 4716981.1321 | 0 | 202.124 | 0.99653
24081 | 2085-12-05 | 49 | 12 | 25.5 | 25.5 | 20.407 | 1 | 2.05 | 9.259 | 111.88 | 1 | 4716981.1321 | 0 | 202.085 | 0.99634
24088 | 2085-12-12 | 50 | 12 | 25.5 | 25.5 | 20.407 | 1 | 2.05 | 9.259 | 45.954 | 1 | 4716981.1321 | 0 | 202.085 | 0.99634
24095 | 2085-12-19 | 51 | 12 | 25.5 | 25.5 | 20.407 | 1 | 2.05 | 9.259 | 69.796 | 1 | 4716981.1321 | 0 | 202.085 | 0.99634
24102 | 2085-12-26 | 52 | 12 | 25.5 | 25.5 | 20.407 | 1 | 2.05 | 9.259 | 259.243 | 1 | 4716981.1321 | 0 | 202.085 | 0.99634
24109 | 2086-01-02 | 1 | 1 | 24.7 | 24.7 | 19.607 | 1 | 2.05 | 9.259 | 256.155 | 1 | 4716981.1321 | 0 | 202.117 | 0.99649
24116 | 2086-01-09 | 2 | 1 | 24.7 | 24.7 | 19.607 | 1 | 2.05 | 9.259 | 204.724 | 1 | 4716981.1321 | 0 | 202.117 | 0.99649
24123 | 2086-01-16 | 3 | 1 | 24.7 | 24.7 | 19.607 | 1 | 2.05 | 9.259 | 105.627 | 1 | 4716981.1321 | 0 | 202.117 | 0.99649
24130 | 2086-01-23 | 4 | 1 | 24.7 | 24.7 | 19.607 | 1 | 2.05 | 9.259 | 133.897 | 1 | 4716981.1321 | 0 | 202.117 | 0.99649
24137 | 2086-01-30 | 5 | 1 | 24.7 | 24.7 | 19.607 | 1 | 2.05 | 9.259 | 196.163 | 1 | 4716981.1321 | 0 | 202.117 | 0.99649
24144 | 2086-02-06 | 6 | 2 | 24.4 | 24.4 | 19.307 | 1 | 2.05 | 9.259 | 101.905 | 1 | 4716981.1321 | 0 | 202.126 | 0.99654
24151 | 2086-02-13 | 7 | 2 | 24.4 | 24.4 | 19.307 | 1 | 2.05 | 9.259 | 72.177 | 1 | 4716981.1321 | 0 | 202.126 | 0.99654
24158 | 2086-02-20 | 8 | 2 | 24.4 | 24.4 | 19.307 | 1 | 2.05 | 9.259 | 53.475 | 1 | 4716981.1321 | 0 | 202.126 | 0.99654
24165 | 2086-02-27 | 9 | 2 | 24.4 | 24.4 | 19.307 | 1 | 2.05 | 9.259 | 56.771 | 1 | 4716981.1321 | 0 | 202.126 | 0.99654
24172 | 2086-03-06 | 10 | 3 | 24.1 | 24.1 | 19.007 | 1 | 2.05 | 9.259 | 69.954 | 1 | 4716981.1321 | 0 | 202.13 | 0.99656
24179 | 2086-03-13 | 11 | 3 | 24.1 | 24.1 | 19.007 | 1 | 2.05 | 9.259 | 46.643 | 1 | 4716981.1321 | 0 | 202.13 | 0.99656
24186 | 2086-03-20 | 12 | 3 | 24.1 | 24.1 | 19.007 | 1 | 2.05 | 9.259 | 73.405 | 1 | 4716981.1321 | 0 | 202.13 | 0.99656
24193 | 2086-03-27 | 13 | 3 | 24.1 | 24.1 | 19.007 | 1 | 2.05 | 9.259 | 106.202 | 1 | 4716981.1321 | 0 | 202.13 | 0.99656
24200 | 2086-04-03 | 14 | 4 | 24.1 | 24.1 | 19.007 | 1 | 2.05 | 9.259 | 77.602 | 1 | 4716981.1321 | 0 | 202.127 | 0.99654
24207 | 2086-04-10 | 15 | 4 | 24.1 | 24.1 | 19.007 | 1 | 2.05 | 9.259 | 87.747 | 1 | 4716981.1321 | 0 | 202.127 | 0.99654
24214 | 2086-04-17 | 16 | 4 | 24.1 | 24.1 | 19.007 | 1 | 2.05 | 9.259 | 155.332 | 1 | 4716981.1321 | 0 | 202.127 | 0.99654
24221 | 2086-04-24 | 17 | 4 | 24.1 | 24.1 | 19.007 | 1 | 2.05 | 9.259 | 92.706 | 1 | 4716981.1321 | 0 | 202.127 | 0.99654
24228 | 2086-05-01 | 18 | 5 | 25.1 | 25.1 | 20.007 | 1 | 2.05 | 9.259 | 54.58 | 1 | 4716981.1321 | 0 | 202.086 | 0.99634
24235 | 2086-05-08 | 19 | 5 | 25.1 | 25.1 | 20.007 | 1 | 2.05 | 9.259 | 44.843 | 1 | 4716981.1321 | 0 | 202.086 | 0.99634
24242 | 2086-05-15 | 20 | 5 | 25.1 | 25.1 | 20.007 | 1 | 2.05 | 9.259 | 69.766 | 1 | 4716981.1321 | 0 | 202.086 | 0.99634
24249 | 2086-05-22 | 21 | 5 | 25.1 | 25.1 | 20.007 | 1 | 2.05 | 9.259 | 60.573 | 1 | 4716981.1321 | 0 | 202.086 | 0.99634
24256 | 2086-05-29 | 22 | 5 | 25.1 | 25.1 | 20.007 | 1 | 2.05 | 9.259 | 41.946 | 1 | 4716981.1321 | 0 | 202.086 | 0.99634
24263 | 2086-06-05 | 23 | 6 | 25.3 | 25.3 | 20.207 | 1 | 2.05 | 9.259 | 29.41 | 1 | 4716981.1321 | 0 | 202.07 | 0.99626
24270 | 2086-06-12 | 24 | 6 | 25.3 | 25.3 | 20.207 | 1 | 2.05 | 9.259 | 22.432 | 1 | 4716981.1321 | 0 | 202.07 | 0.99626
24277 | 2086-06-19 | 25 | 6 | 25.3 | 25.3 | 20.207 | 1 | 2.05 | 9.259 | 17.236 | 1 | 4716981.1321 | 0 | 202.07 | 0.99626
24284 | 2086-06-26 | 26 | 6 | 25.3 | 25.391 | 20.298 | 1 | 2.05 | 9.259 | 9.039 | 0.97624 | 4716981.1321 | 0.040029 | 202.144 | 0.99663
24291 | 2086-07-03 | 27 | 7 | 26 | 26 | 20.907 | 1 | 2.05 | 9.259 | 15.415 | 1 | 4716981.1321 | 0 | 202.05 | 0.99616
24298 | 2086-07-10 | 28 | 7 | 26 | 26 | 20.907 | 1 | 2.05 | 9.259 | 11.038 | 1 | 4716981.1321 | 0 | 202.05 | 0.99616
24305 | 2086-07-17 | 29 | 7 | 26 | 26.091 | 20.998 | 1 | 2.05 | 9.259 | 9.158 | 0.98909 | 4716981.1321 | 0.018377 | 200.02 | 0.98616
24312 | 2086-07-24 | 30 | 7 | 26 | 26.091 | 20.998 | 1 | 2.05 | 9.259 | 9.188 | 0.99233 | 4716981.1321 | 0.012919 | 197.059 | 0.97156
24319 | 2086-07-31 | 31 | 7 | 26 | 26.243 | 21.15 | 1 | 2.05 | 9.259 | 9.169 | 0.99028 | 4716981.1321 | 0.016376 | 198.461 | 0.97847
24326 | 2086-08-07 | 32 | 8 | 26.4 | 26.491 | 21.398 | 1 | 2.05 | 9.259 | 9.179 | 0.99136 | 4716981.1321 | 0.014556 | 197.692 | 0.97468
24333 | 2086-08-14 | 33 | 8 | 26.4 | 26.491 | 21.398 | 1 | 2.05 | 9.259 | 9.182 | 0.99168 | 4716981.1321 | 0.01401 | 196.204 | 0.96734
24340 | 2086-08-21 | 34 | 8 | 26.4 | 26.4 | 21.307 | 1 | 2.05 | 9.259 | 19.856 | 1 | 4716981.1321 | 0 | 202.043 | 0.99613
24347 | 2086-08-28 | 35 | 8 | 26.4 | 26.4 | 21.307 | 1 | 2.05 | 9.259 | 16.99 | 1 | 4716981.1321 | 0 | 202.043 | 0.99613
24354 | 2086-09-04 | 36 | 9 | 25 | 25.091 | 19.998 | 1 | 2.05 | 9.259 | 9.144 | 0.98758 | 4716981.1321 | 0.020924 | 200.424 | 0.98815
24361 | 2086-09-11 | 37 | 9 | 25 | 25 | 19.907 | 1 | 2.05 | 9.259 | 15.713 | 1 | 4716981.1321 | 0 | 202.09 | 0.99636
24368 | 2086-09-18 | 38 | 9 | 25 | 25.091 | 19.998 | 1 | 2.05 | 9.259 | 8.902 | 0.96144 | 4716981.1321 | 0.064956 | 202.128 | 0.99655
24375 | 2086-09-25 | 39 | 9 | 25 | 25.091 | 19.998 | 1 | 2.05 | 9.259 | 9.192 | 0.99276 | 4716981.1321 | 0.012191 | 198.637 | 0.97934
24382 | 2086-10-02 | 40 | 10 | 24.3 | 24.391 | 19.298 | 1 | 2.05 | 9.259 | 9.193 | 0.99287 | 4716981.1321 | 0.012009 | 195.215 | 0.96247
24389 | 2086-10-09 | 41 | 10 | 24.3 | 24.391 | 19.298 | 1 | 2.05 | 9.259 | 9.19 | 0.99255 | 4716981.1321 | 0.012555 | 192.758 | 0.95035
24396 | 2086-10-16 | 42 | 10 | 24.3 | 24.3 | 19.207 | 1 | 2.05 | 9.259 | 9.151 | 0.98834 | 4716981.1321 | 0.019651 | 199.818 | 0.98516
24403 | 2086-10-23 | 43 | 10 | 24.3 | 24.3 | 19.207 | 1 | 2.05 | 9.259 | 23.082 | 1 | 4716981.1321 | 0 | 202.121 | 0.99651
24410 | 2086-10-30 | 44 | 10 | 24.3 | 24.3 | 19.207 | 1 | 2.05 | 9.259 | 32.177 | 1 | 4716981.1321 | 0 | 202.121 | 0.99651
24417 | 2086-11-06 | 45 | 11 | 24.7 | 24.7 | 19.607 | 1 | 2.05 | 9.259 | 34.086 | 1 | 4716981.1321 | 0 | 202.124 | 0.99653
24424 | 2086-11-13 | 46 | 11 | 24.7 | 24.7 | 19.607 | 1 | 2.05 | 9.259 | 118.105 | 1 | 4716981.1321 | 0 | 202.124 | 0.99653
24431 | 2086-11-20 | 47 | 11 | 24.7 | 24.7 | 19.607 | 1 | 2.05 | 9.259 | 183.452 | 1 | 4716981.1321 | 0 | 202.124 | 0.99653
24438 | 2086-11-27 | 48 | 11 | 24.7 | 24.7 | 19.607 | 1 | 2.05 | 9.259 | 86.575 | 1 | 4716981.1321 | 0 | 202.124 | 0.99653
24445 | 2086-12-04 | 49 | 12 | 25.5 | 25.5 | 20.407 | 1 | 2.05 | 9.259 | 72.138 | 1 | 4716981.1321 | 0 | 202.085 | 0.99634
24452 | 2086-12-11 | 50 | 12 | 25.5 | 25.5 | 20.407 | 1 | 2.05 | 9.259 | 147.639 | 1 | 4716981.1321 | 0 | 202.085 | 0.99634
24459 | 2086-12-18 | 51 | 12 | 25.5 | 25.5 | 20.407 | 1 | 2.05 | 9.259 | 123.951 | 1 | 4716981.1321 | 0 | 202.085 | 0.99634
24466 | 2086-12-25 | 52 | 12 | 25.5 | 25.5 | 20.407 | 1 | 2.05 | 9.259 | 119.952 | 1 | 4716981.1321 | 0 | 202.085 | 0.99634
24473 | 2087-01-01 | 1 | 1 | 24.7 | 24.7 | 19.607 | 1 | 2.05 | 9.259 | 162.726 | 1 | 4716981.1321 | 0 | 202.117 | 0.99649
24480 | 2087-01-08 | 2 | 1 | 24.7 | 24.7 | 19.607 | 1 | 2.05 | 9.259 | 72.008 | 1 | 4716981.1321 | 0 | 202.117 | 0.99649
24487 | 2087-01-15 | 3 | 1 | 24.7 | 24.7 | 19.607 | 1 | 2.05 | 9.259 | 57.638 | 1 | 4716981.1321 | 0 | 202.117 | 0.99649
24494 | 2087-01-22 | 4 | 1 | 24.7 | 24.7 | 19.607 | 1 | 2.05 | 9.259 | 78.784 | 1 | 4716981.1321 | 0 | 202.117 | 0.99649
24501 | 2087-01-29 | 5 | 1 | 24.7 | 24.7 | 19.607 | 1 | 2.05 | 9.259 | 51.542 | 1 | 4716981.1321 | 0 | 202.117 | 0.99649
24508 | 2087-02-05 | 6 | 2 | 24.4 | 24.4 | 19.307 | 1 | 2.05 | 9.259 | 56.936 | 1 | 4716981.1321 | 0 | 202.126 | 0.99654
24515 | 2087-02-12 | 7 | 2 | 24.4 | 24.4 | 19.307 | 1 | 2.05 | 9.259 | 70.345 | 1 | 4716981.1321 | 0 | 202.126 | 0.99654
24522 | 2087-02-19 | 8 | 2 | 24.4 | 24.4 | 19.307 | 1 | 2.05 | 9.259 | 43.791 | 1 | 4716981.1321 | 0 | 202.126 | 0.99654
24529 | 2087-02-26 | 9 | 2 | 24.4 | 24.4 | 19.307 | 1 | 2.05 | 9.259 | 84.107 | 1 | 4716981.1321 | 0 | 202.126 | 0.99654
24536 | 2087-03-05 | 10 | 3 | 24.1 | 24.1 | 19.007 | 1 | 2.05 | 9.259 | 89.422 | 1 | 4716981.1321 | 0 | 202.13 | 0.99656
24543 | 2087-03-12 | 11 | 3 | 24.1 | 24.1 | 19.007 | 1 | 2.05 | 9.259 | 59.689 | 1 | 4716981.1321 | 0 | 202.13 | 0.99656
24550 | 2087-03-19 | 12 | 3 | 24.1 | 24.1 | 19.007 | 1 | 2.05 | 9.259 | 67.09 | 1 | 4716981.1321 | 0 | 202.13 | 0.99656
24557 | 2087-03-26 | 13 | 3 | 24.1 | 24.1 | 19.007 | 1 | 2.05 | 9.259 | 129.262 | 1 | 4716981.1321 | 0 | 202.13 | 0.99656
24564 | 2087-04-02 | 14 | 4 | 24.1 | 24.1 | 19.007 | 1 | 2.05 | 9.259 | 208.865 | 1 | 4716981.1321 | 0 | 202.127 | 0.99654
24571 | 2087-04-09 | 15 | 4 | 24.1 | 24.1 | 19.007 | 1 | 2.05 | 9.259 | 166.84 | 1 | 4716981.1321 | 0 | 202.127 | 0.99654
24578 | 2087-04-16 | 16 | 4 | 24.1 | 24.1 | 19.007 | 1 | 2.05 | 9.259 | 79.38 | 1 | 4716981.1321 | 0 | 202.127 | 0.99654
24585 | 2087-04-23 | 17 | 4 | 24.1 | 24.1 | 19.007 | 1 | 2.05 | 9.259 | 59.261 | 1 | 4716981.1321 | 0 | 202.127 | 0.99654
24592 | 2087-04-30 | 18 | 4 | 24.1 | 24.1 | 19.007 | 1 | 2.05 | 9.259 | 47.911 | 1 | 4716981.1321 | 0 | 202.127 | 0.99654
24599 | 2087-05-07 | 19 | 5 | 25.1 | 25.1 | 20.007 | 1 | 2.05 | 9.259 | 37.386 | 1 | 4716981.1321 | 0 | 202.086 | 0.99634
24606 | 2087-05-14 | 20 | 5 | 25.1 | 25.1 | 20.007 | 1 | 2.05 | 9.259 | 43.854 | 1 | 4716981.1321 | 0 | 202.086 | 0.99634
24613 | 2087-05-21 | 21 | 5 | 25.1 | 25.1 | 20.007 | 1 | 2.05 | 9.259 | 34.012 | 1 | 4716981.1321 | 0 | 202.086 | 0.99634
24620 | 2087-05-28 | 22 | 5 | 25.1 | 25.1 | 20.007 | 1 | 2.05 | 9.259 | 32.075 | 1 | 4716981.1321 | 0 | 202.086 | 0.99634
24627 | 2087-06-04 | 23 | 6 | 25.3 | 25.3 | 20.207 | 1 | 2.05 | 9.259 | 49.438 | 1 | 4716981.1321 | 0 | 202.07 | 0.99626
24634 | 2087-06-11 | 24 | 6 | 25.3 | 25.3 | 20.207 | 1 | 2.05 | 9.259 | 38.431 | 1 | 4716981.1321 | 0 | 202.07 | 0.99626
24641 | 2087-06-18 | 25 | 6 | 25.3 | 25.3 | 20.207 | 1 | 2.05 | 9.259 | 46.153 | 1 | 4716981.1321 | 0 | 202.07 | 0.99626
24648 | 2087-06-25 | 26 | 6 | 25.3 | 25.3 | 20.207 | 1 | 2.05 | 9.259 | 34.802 | 1 | 4716981.1321 | 0 | 202.07 | 0.99626
24655 | 2087-07-02 | 27 | 7 | 26 | 26 | 20.907 | 1 | 2.05 | 9.259 | 12.729 | 1 | 4716981.1321 | 0 | 202.05 | 0.99616
24662 | 2087-07-09 | 28 | 7 | 26 | 26.091 | 20.998 | 1 | 2.05 | 9.259 | 9.158 | 0.98909 | 4716981.1321 | 0.018377 | 200.018 | 0.98615
24669 | 2087-07-16 | 29 | 7 | 26 | 26 | 20.907 | 1 | 2.05 | 9.259 | 28.21 | 1 | 4716981.1321 | 0 | 202.05 | 0.99616
24676 | 2087-07-23 | 30 | 7 | 26 | 26 | 20.907 | 1 | 2.05 | 9.259 | 17.123 | 1 | 4716981.1321 | 0 | 202.05 | 0.99616
24683 | 2087-07-30 | 31 | 7 | 26 | 26 | 20.907 | 1 | 2.05 | 9.259 | 18.143 | 1 | 4716981.1321 | 0 | 202.05 | 0.99616
24690 | 2087-08-06 | 32 | 8 | 26.4 | 26.491 | 21.398 | 1 | 2.05 | 9.259 | 9.14 | 0.98715 | 4716981.1321 | 0.021652 | 200.349 | 0.98778
24697 | 2087-08-13 | 33 | 8 | 26.4 | 26.491 | 21.398 | 1 | 2.05 | 9.259 | 9.184 | 0.9919 | 4716981.1321 | 0.013646 | 198.487 | 0.9786
24704 | 2087-08-20 | 34 | 8 | 26.4 | 26.514 | 21.421 | 1 | 2.05 | 9.259 | 9.867 | 1 | 4716981.1321 | 0 | 202.121 | 0.99651
24711 | 2087-08-27 | 35 | 8 | 26.4 | 26.491 | 21.398 | 1 | 2.05 | 9.259 | 12.309 | 1 | 4716981.1321 | 0 | 202.118 | 0.9965
24718 | 2087-09-03 | 36 | 9 | 25 | 25.091 | 19.998 | 1 | 2.05 | 9.259 | 12.936 | 1 | 4716981.1321 | 0 | 202.165 | 0.99673
24725 | 2087-09-10 | 37 | 9 | 25 | 25.091 | 19.998 | 1 | 2.05 | 9.259 | 8.939 | 0.96544 | 4716981.1321 | 0.058224 | 201.944 | 0.99564
24732 | 2087-09-17 | 38 | 9 | 25 | 25.091 | 19.998 | 1 | 2.05 | 9.259 | 9.142 | 0.98736 | 4716981.1321 | 0.021288 | 200.646 | 0.98924
24739 | 2087-09-24 | 39 | 9 | 25 | 25.091 | 19.998 | 1 | 2.05 | 9.259 | 9.189 | 0.99244 | 4716981.1321 | 0.012737 | 198.095 | 0.97666
24746 | 2087-10-01 | 40 | 10 | 24.3 | 24.391 | 19.298 | 1 | 2.05 | 9.259 | 9.18 | 0.99147 | 4716981.1321 | 0.014374 | 198.457 | 0.97845
24753 | 2087-10-08 | 41 | 10 | 24.3 | 24.3 | 19.207 | 1 | 2.05 | 9.259 | 117.497 | 1 | 4716981.1321 | 0 | 202.121 | 0.99651
24760 | 2087-10-15 | 42 | 10 | 24.3 | 24.3 | 19.207 | 1 | 2.05 | 9.259 | 174.184 | 1 | 4716981.1321 | 0 | 202.121 | 0.99651
24767 | 2087-10-22 | 43 | 10 | 24.3 | 24.3 | 19.207 | 1 | 2.05 | 9.259 | 127.167 | 1 | 4716981.1321 | 0 | 202.121 | 0.99651
24774 | 2087-10-29 | 44 | 10 | 24.3 | 24.3 | 19.207 | 1 | 2.05 | 9.259 | 78.333 | 1 | 4716981.1321 | 0 | 202.121 | 0.99651
24781 | 2087-11-05 | 45 | 11 | 24.7 | 24.7 | 19.607 | 1 | 2.05 | 9.259 | 81.537 | 1 | 4716981.1321 | 0 | 202.124 | 0.99653
24788 | 2087-11-12 | 46 | 11 | 24.7 | 24.7 | 19.607 | 1 | 2.05 | 9.259 | 191.315 | 1 | 4716981.1321 | 0 | 202.124 | 0.99653
24795 | 2087-11-19 | 47 | 11 | 24.7 | 24.7 | 19.607 | 1 | 2.05 | 9.259 | 163.932 | 1 | 4716981.1321 | 0 | 202.124 | 0.99653
24802 | 2087-11-26 | 48 | 11 | 24.7 | 24.7 | 19.607 | 1 | 2.05 | 9.259 | 80.414 | 1 | 4716981.1321 | 0 | 202.124 | 0.99653
24809 | 2087-12-03 | 49 | 12 | 25.5 | 25.5 | 20.407 | 1 | 2.05 | 9.259 | 57.159 | 1 | 4716981.1321 | 0 | 202.085 | 0.99634
24816 | 2087-12-10 | 50 | 12 | 25.5 | 25.5 | 20.407 | 1 | 2.05 | 9.259 | 45.93 | 1 | 4716981.1321 | 0 | 202.085 | 0.99634
24823 | 2087-12-17 | 51 | 12 | 25.5 | 25.5 | 20.407 | 1 | 2.05 | 9.259 | 69.194 | 1 | 4716981.1321 | 0 | 202.085 | 0.99634
24830 | 2087-12-24 | 52 | 12 | 25.5 | 25.5 | 20.407 | 1 | 2.05 | 9.259 | 45.805 | 1 | 4716981.1321 | 0 | 202.085 | 0.99634
24837 | 2087-12-31 | 53 | 12 | 25.5 | 25.5 | 20.407 | 1 | 2.05 | 9.259 | 146.305 | 1 | 4716981.1321 | 0 | 202.085 | 0.99634
24844 | 2088-01-07 | 2 | 1 | 24.7 | 24.7 | 19.607 | 1 | 2.05 | 9.259 | 158.039 | 1 | 4716981.1321 | 0 | 202.117 | 0.99649
24851 | 2088-01-14 | 3 | 1 | 24.7 | 24.7 | 19.607 | 1 | 2.05 | 9.259 | 106.767 | 1 | 4716981.1321 | 0 | 202.117 | 0.99649
24858 | 2088-01-21 | 4 | 1 | 24.7 | 24.7 | 19.607 | 1 | 2.05 | 9.259 | 234.253 | 1 | 4716981.1321 | 0 | 202.117 | 0.99649
24865 | 2088-01-28 | 5 | 1 | 24.7 | 24.7 | 19.607 | 1 | 2.05 | 9.259 | 341.543 | 1 | 4716981.1321 | 0 | 202.117 | 0.99649
24872 | 2088-02-04 | 6 | 2 | 24.4 | 24.4 | 19.307 | 1 | 2.05 | 9.259 | 274.639 | 1 | 4716981.1321 | 0 | 202.126 | 0.99654
24879 | 2088-02-11 | 7 | 2 | 24.4 | 24.4 | 19.307 | 1 | 2.05 | 9.259 | 180.162 | 1 | 4716981.1321 | 0 | 202.126 | 0.99654
24886 | 2088-02-18 | 8 | 2 | 24.4 | 24.4 | 19.307 | 1 | 2.05 | 9.259 | 117.603 | 1 | 4716981.1321 | 0 | 202.126 | 0.99654
24893 | 2088-02-25 | 9 | 2 | 24.4 | 24.4 | 19.307 | 1 | 2.05 | 9.259 | 88.379 | 1 | 4716981.1321 | 0 | 202.126 | 0.99654
24900 | 2088-03-03 | 10 | 3 | 24.1 | 24.1 | 19.007 | 1 | 2.05 | 9.259 | 75.988 | 1 | 4716981.1321 | 0 | 202.13 | 0.99656
24907 | 2088-03-10 | 11 | 3 | 24.1 | 24.1 | 19.007 | 1 | 2.05 | 9.259 | 76.691 | 1 | 4716981.1321 | 0 | 202.13 | 0.99656
24914 | 2088-03-17 | 12 | 3 | 24.1 | 24.1 | 19.007 | 1 | 2.05 | 9.259 | 142.478 | 1 | 4716981.1321 | 0 | 202.13 | 0.99656
24921 | 2088-03-24 | 13 | 3 | 24.1 | 24.1 | 19.007 | 1 | 2.05 | 9.259 | 112.926 | 1 | 4716981.1321 | 0 | 202.13 | 0.99656
24928 | 2088-03-31 | 14 | 3 | 24.1 | 24.1 | 19.007 | 1 | 2.05 | 9.259 | 75.835 | 1 | 4716981.1321 | 0 | 202.127 | 0.99654
24935 | 2088-04-07 | 15 | 4 | 24.1 | 24.1 | 19.007 | 1 | 2.05 | 9.259 | 58.795 | 1 | 4716981.1321 | 0 | 202.127 | 0.99654
24942 | 2088-04-14 | 16 | 4 | 24.1 | 24.1 | 19.007 | 1 | 2.05 | 9.259 | 60.154 | 1 | 4716981.1321 | 0 | 202.127 | 0.99654
24949 | 2088-04-21 | 17 | 4 | 24.1 | 24.1 | 19.007 | 1 | 2.05 | 9.259 | 45.162 | 1 | 4716981.1321 | 0 | 202.127 | 0.99654
24956 | 2088-04-28 | 18 | 4 | 24.1 | 24.1 | 19.007 | 1 | 2.05 | 9.259 | 48.395 | 1 | 4716981.1321 | 0 | 202.127 | 0.99654
24963 | 2088-05-05 | 19 | 5 | 25.1 | 25.1 | 20.007 | 1 | 2.05 | 9.259 | 50.419 | 1 | 4716981.1321 | 0 | 202.086 | 0.99634
24970 | 2088-05-12 | 20 | 5 | 25.1 | 25.1 | 20.007 | 1 | 2.05 | 9.259 | 34.675 | 1 | 4716981.1321 | 0 | 202.086 | 0.99634
24977 | 2088-05-19 | 21 | 5 | 25.1 | 25.1 | 20.007 | 1 | 2.05 | 9.259 | 24.222 | 1 | 4716981.1321 | 0 | 202.086 | 0.99634
24984 | 2088-05-26 | 22 | 5 | 25.1 | 25.1 | 20.007 | 1 | 2.05 | 9.259 | 27.677 | 1 | 4716981.1321 | 0 | 202.086 | 0.99634
24991 | 2088-06-02 | 23 | 6 | 25.3 | 25.3 | 20.207 | 1 | 2.05 | 9.259 | 22.114 | 1 | 4716981.1321 | 0 | 202.07 | 0.99626
24998 | 2088-06-09 | 24 | 6 | 25.3 | 25.3 | 20.207 | 1 | 2.05 | 9.259 | 25.279 | 1 | 4716981.1321 | 0 | 202.07 | 0.99626
25005 | 2088-06-16 | 25 | 6 | 25.3 | 25.338 | 20.245 | 1 | 2.05 | 9.259 | 12.3 | 1 | 4716981.1321 | 0 | 202.1 | 0.99641
25012 | 2088-06-23 | 26 | 6 | 25.3 | 25.394 | 20.301 | 1 | 2.05 | 9.259 | 12.058 | 1 | 4716981.1321 | 0 | 202.145 | 0.99663
25019 | 2088-06-30 | 27 | 6 | 25.3 | 26 | 20.907 | 1 | 2.05 | 9.259 | 32.42 | 1 | 4716981.1321 | 0 | 202.05 | 0.99616
25026 | 2088-07-07 | 28 | 7 | 26 | 26 | 20.907 | 1 | 2.05 | 9.259 | 22.754 | 1 | 4716981.1321 | 0 | 202.05 | 0.99616
25033 | 2088-07-14 | 29 | 7 | 26 | 26 | 20.907 | 1 | 2.05 | 9.259 | 24.858 | 1 | 4716981.1321 | 0 | 202.05 | 0.99616
25040 | 2088-07-21 | 30 | 7 | 26 | 26 | 20.907 | 1 | 2.05 | 9.259 | 20.773 | 1 | 4716981.1321 | 0 | 202.05 | 0.99616
25047 | 2088-07-28 | 31 | 7 | 26 | 26 | 20.907 | 1 | 2.05 | 9.259 | 12.755 | 1 | 4716981.1321 | 0 | 202.05 | 0.99616
25054 | 2088-08-04 | 32 | 8 | 26.4 | 26.491 | 21.398 | 1 | 2.05 | 9.259 | 9.06 | 0.97851 | 4716981.1321 | 0.036208 | 201.213 | 0.99204
25061 | 2088-08-11 | 33 | 8 | 26.4 | 26.491 | 21.398 | 1 | 2.05 | 9.259 | 9.193 | 0.99287 | 4716981.1321 | 0.012009 | 197.572 | 0.97409
25068 | 2088-08-18 | 34 | 8 | 26.4 | 26.491 | 21.398 | 1 | 2.05 | 9.259 | 9.186 | 0.99212 | 4716981.1321 | 0.013282 | 195.659 | 0.96465
25075 | 2088-08-25 | 35 | 8 | 26.4 | 26.491 | 21.398 | 1 | 2.05 | 9.259 | 9.188 | 0.99233 | 4716981.1321 | 0.012919 | 193.304 | 0.95304
25082 | 2088-09-01 | 36 | 9 | 25 | 25 | 19.907 | 1 | 2.05 | 9.259 | 11.852 | 1 | 4716981.1321 | 0 | 202.09 | 0.99636
25089 | 2088-09-08 | 37 | 9 | 25 | 25.091 | 19.998 | 1 | 2.05 | 9.259 | 9.162 | 0.98952 | 4716981.1321 | 0.017649 | 200.036 | 0.98623
25096 | 2088-09-15 | 38 | 9 | 25 | 25.091 | 19.998 | 1 | 2.05 | 9.259 | 9.195 | 0.99309 | 4716981.1321 | 0.011645 | 196.375 | 0.96818
25103 | 2088-09-22 | 39 | 9 | 25 | 25 | 19.907 | 1 | 2.05 | 9.259 | 9.167 | 0.99006 | 4716981.1321 | 0.016739 | 199.336 | 0.98278
25110 | 2088-09-29 | 40 | 9 | 25 | 25 | 19.907 | 1 | 2.05 | 9.259 | 9.17 | 0.99039 | 4716981.1321 | 0.016194 | 200.99 | 0.99094
25117 | 2088-10-06 | 41 | 10 | 24.3 | 24.3 | 19.207 | 1 | 2.05 | 9.259 | 41.369 | 1 | 4716981.1321 | 0 | 202.121 | 0.99651
25124 | 2088-10-13 | 42 | 10 | 24.3 | 24.3 | 19.207 | 1 | 2.05 | 9.259 | 33.03 | 1 | 4716981.1321 | 0 | 202.121 | 0.99651
25131 | 2088-10-20 | 43 | 10 | 24.3 | 24.3 | 19.207 | 1 | 2.05 | 9.259 | 22.798 | 1 | 4716981.1321 | 0 | 202.121 | 0.99651
25138 | 2088-10-27 | 44 | 10 | 24.3 | 24.424 | 19.331 | 1 | 2.05 | 9.259 | 12.801 | 1 | 4716981.1321 | 0 | 202.215 | 0.99698
25145 | 2088-11-03 | 45 | 11 | 24.7 | 24.791 | 19.698 | 1 | 2.05 | 9.259 | 11.596 | 1 | 4716981.1321 | 0 | 202.199 | 0.9969
25152 | 2088-11-10 | 46 | 11 | 24.7 | 24.791 | 19.698 | 1 | 2.05 | 9.259 | 12.039 | 1 | 4716981.1321 | 0 | 202.199 | 0.9969
25159 | 2088-11-17 | 47 | 11 | 24.7 | 24.791 | 19.698 | 1 | 2.05 | 9.259 | 11.78 | 1 | 4716981.1321 | 0 | 202.199 | 0.9969
25166 | 2088-11-24 | 48 | 11 | 24.7 | 24.7 | 19.607 | 1 | 2.05 | 9.259 | 15.432 | 1 | 4716981.1321 | 0 | 202.124 | 0.99653
25173 | 2088-12-01 | 49 | 12 | 25.5 | 25.5 | 20.407 | 1 | 2.05 | 9.259 | 53.984 | 1 | 4716981.1321 | 0 | 202.085 | 0.99634
25180 | 2088-12-08 | 50 | 12 | 25.5 | 25.5 | 20.407 | 1 | 2.05 | 9.259 | 22.348 | 1 | 4716981.1321 | 0 | 202.085 | 0.99634
25187 | 2088-12-15 | 51 | 12 | 25.5 | 25.5 | 20.407 | 1 | 2.05 | 9.259 | 15.19 | 1 | 4716981.1321 | 0 | 202.085 | 0.99634
25194 | 2088-12-22 | 52 | 12 | 25.5 | 25.594 | 20.501 | 1 | 2.05 | 9.259 | 11.182 | 1 | 4716981.1321 | 0 | 202.16 | 0.99671
25201 | 2088-12-29 | 53 | 12 | 25.5 | 25.604 | 20.511 | 1 | 2.05 | 9.259 | 11.227 | 1 | 4716981.1321 | 0 | 202.161 | 0.99671
25208 | 2089-01-05 | 2 | 1 | 24.7 | 24.7 | 19.607 | 1 | 2.05 | 9.259 | 12.591 | 1 | 4716981.1321 | 0 | 202.117 | 0.99649
25215 | 2089-01-12 | 3 | 1 | 24.7 | 24.7 | 19.607 | 1 | 2.05 | 9.259 | 27.455 | 1 | 4716981.1321 | 0 | 202.117 | 0.99649
25222 | 2089-01-19 | 4 | 1 | 24.7 | 24.7 | 19.607 | 1 | 2.05 | 9.259 | 27.722 | 1 | 4716981.1321 | 0 | 202.117 | 0.99649
25229 | 2089-01-26 | 5 | 1 | 24.7 | 24.7 | 19.607 | 1 | 2.05 | 9.259 | 25.712 | 1 | 4716981.1321 | 0 | 202.117 | 0.99649
25236 | 2089-02-02 | 6 | 2 | 24.4 | 24.4 | 19.307 | 1 | 2.05 | 9.259 | 17.308 | 1 | 4716981.1321 | 0 | 202.126 | 0.99654
25243 | 2089-02-09 | 7 | 2 | 24.4 | 24.4 | 19.307 | 1 | 2.05 | 9.259 | 12.804 | 1 | 4716981.1321 | 0 | 202.126 | 0.99654
25250 | 2089-02-16 | 8 | 2 | 24.4 | 24.4 | 19.307 | 1 | 2.05 | 9.259 | 55.292 | 1 | 4716981.1321 | 0 | 202.126 | 0.99654
25257 | 2089-02-23 | 9 | 2 | 24.4 | 24.4 | 19.307 | 1 | 2.05 | 9.259 | 158.611 | 1 | 4716981.1321 | 0 | 202.126 | 0.99654
25264 | 2089-03-02 | 10 | 3 | 24.1 | 24.1 | 19.007 | 1 | 2.05 | 9.259 | 119.698 | 1 | 4716981.1321 | 0 | 202.13 | 0.99656
25271 | 2089-03-09 | 11 | 3 | 24.1 | 24.1 | 19.007 | 1 | 2.05 | 9.259 | 78.036 | 1 | 4716981.1321 | 0 | 202.13 | 0.99656
25278 | 2089-03-16 | 12 | 3 | 24.1 | 24.1 | 19.007 | 1 | 2.05 | 9.259 | 170.048 | 1 | 4716981.1321 | 0 | 202.13 | 0.99656
25285 | 2089-03-23 | 13 | 3 | 24.1 | 24.1 | 19.007 | 1 | 2.05 | 9.259 | 74.311 | 1 | 4716981.1321 | 0 | 202.13 | 0.99656
25292 | 2089-03-30 | 14 | 3 | 24.1 | 24.1 | 19.007 | 1 | 2.05 | 9.259 | 61.546 | 1 | 4716981.1321 | 0 | 202.13 | 0.99656
25299 | 2089-04-06 | 15 | 4 | 24.1 | 24.1 | 19.007 | 1 | 2.05 | 9.259 | 138.713 | 1 | 4716981.1321 | 0 | 202.127 | 0.99654
25306 | 2089-04-13 | 16 | 4 | 24.1 | 24.1 | 19.007 | 1 | 2.05 | 9.259 | 78.563 | 1 | 4716981.1321 | 0 | 202.127 | 0.99654
25313 | 2089-04-20 | 17 | 4 | 24.1 | 24.1 | 19.007 | 1 | 2.05 | 9.259 | 55.475 | 1 | 4716981.1321 | 0 | 202.127 | 0.99654
25320 | 2089-04-27 | 18 | 4 | 24.1 | 24.1 | 19.007 | 1 | 2.05 | 9.259 | 56.479 | 1 | 4716981.1321 | 0 | 202.127 | 0.99654
25327 | 2089-05-04 | 19 | 5 | 25.1 | 25.1 | 20.007 | 1 | 2.05 | 9.259 | 28.145 | 1 | 4716981.1321 | 0 | 202.086 | 0.99634
25334 | 2089-05-11 | 20 | 5 | 25.1 | 25.1 | 20.007 | 1 | 2.05 | 9.259 | 21.087 | 1 | 4716981.1321 | 0 | 202.086 | 0.99634
25341 | 2089-05-18 | 21 | 5 | 25.1 | 25.1 | 20.007 | 1 | 2.05 | 9.259 | 15.908 | 1 | 4716981.1321 | 0 | 202.086 | 0.99634
25348 | 2089-05-25 | 22 | 5 | 25.1 | 25.1 | 20.007 | 1 | 2.05 | 9.259 | 18.304 | 1 | 4716981.1321 | 0 | 202.086 | 0.99634
25355 | 2089-06-01 | 23 | 6 | 25.3 | 25.3 | 20.207 | 1 | 2.05 | 9.259 | 15.406 | 1 | 4716981.1321 | 0 | 202.07 | 0.99626
25362 | 2089-06-08 | 24 | 6 | 25.3 | 25.675 | 20.582 | 1 | 2.05 | 9.259 | 11.796 | 1 | 4716981.1321 | 0 | 202.175 | 0.99678
25369 | 2089-06-15 | 25 | 6 | 25.3 | 25.391 | 20.298 | 1 | 2.05 | 9.259 | 9.198 | 0.99341 | 4716981.1321 | 0.011099 | 197.508 | 0.97377
25376 | 2089-06-22 | 26 | 6 | 25.3 | 25.391 | 20.298 | 1 | 2.05 | 9.259 | 6.892 | 0.74436 | 4716981.1321 | 0.43068 | 192.128 | 0.94725
25383 | 2089-06-29 | 27 | 6 | 25.3 | 25.391 | 20.298 | 1 | 2.05 | 9.259 | 6.88 | 0.74306 | 4716981.1321 | 0.43286 | 189.868 | 0.9361
25390 | 2089-07-06 | 28 | 7 | 26 | 26.093 | 21 | 1 | 2.05 | 9.259 | 6.859 | 0.74079 | 4716981.1321 | 0.43668 | 194.003 | 0.95649
25397 | 2089-07-13 | 29 | 7 | 26 | 26.091 | 20.998 | 1 | 2.05 | 9.259 | 6.894 | 0.74457 | 4716981.1321 | 0.43031 | 187.98 | 0.9268
25404 | 2089-07-20 | 30 | 7 | 26 | 26.091 | 20.998 | 1 | 2.05 | 9.259 | 6.9 | 0.74522 | 4716981.1321 | 0.42922 | 180.348 | 0.88917
25411 | 2089-07-27 | 31 | 7 | 26 | 26.091 | 20.998 | 1 | 2.05 | 9.259 | 6.902 | 0.74544 | 4716981.1321 | 0.42886 | 172.356 | 0.84976
25418 | 2089-08-03 | 32 | 8 | 26.4 | 25.99 | 20.897 | 0.98447 | 2.1318 | 9.259 | 4.909 | 0.53019 | 4716981.1321 | 0.79149 | 165.845 | 0.81766
25425 | 2089-08-10 | 33 | 8 | 26.4 | 26.491 | 21.398 | 1 | 2.05 | 9.259 | 6.88 | 0.74306 | 4716981.1321 | 0.43286 | 162.921 | 0.80325
25432 | 2089-08-17 | 34 | 8 | 26.4 | 26.491 | 21.398 | 1 | 2.05 | 9.259 | 6.901 | 0.74533 | 4716981.1321 | 0.42904 | 154.983 | 0.76411
25439 | 2089-08-24 | 35 | 8 | 26.4 | 26.491 | 21.398 | 1 | 2.05 | 9.259 | 6.905 | 0.74576 | 4716981.1321 | 0.42831 | 146.871 | 0.72412
25446 | 2089-08-31 | 36 | 8 | 26.4 | 26.017 | 20.924 | 0.98549 | 2.1263 | 9.259 | 5.657 | 0.61097 | 4716981.1321 | 0.65539 | 138.956 | 0.68509
25453 | 2089-09-07 | 37 | 9 | 25 | 24.766 | 19.673 | 0.99064 | 2.0988 | 9.259 | 4.587 | 0.49541 | 4716981.1321 | 0.85007 | 132.942 | 0.65544
25460 | 2089-09-14 | 38 | 9 | 25 | 24.766 | 19.673 | 0.99064 | 2.0988 | 9.259 | 4.576 | 0.49422 | 4716981.1321 | 0.85208 | 130.07 | 0.64128
25467 | 2089-09-21 | 39 | 9 | 25 | 24.766 | 19.673 | 0.99064 | 2.0988 | 9.259 | 4.589 | 0.49563 | 4716981.1321 | 0.84971 | 124.323 | 0.61295
25474 | 2089-09-28 | 40 | 9 | 25 | 24.766 | 19.673 | 0.99064 | 2.0988 | 9.259 | 4.591 | 0.49584 | 4716981.1321 | 0.84935 | 118.037 | 0.58196
25481 | 2089-10-05 | 41 | 10 | 24.3 | 24.1 | 19.007 | 0.99177 | 2.0928 | 9.259 | 4.584 | 0.49509 | 4716981.1321 | 0.85062 | 113.796 | 0.56105
25488 | 2089-10-12 | 42 | 10 | 24.3 | 24.1 | 19.007 | 0.99177 | 2.0928 | 9.259 | 4.586 | 0.4953 | 4716981.1321 | 0.85026 | 108.843 | 0.53663
25495 | 2089-10-19 | 43 | 10 | 24.3 | 24.1 | 19.007 | 0.99177 | 2.0928 | 9.259 | 4.562 | 0.49271 | 4716981.1321 | 0.85462 | 109.98 | 0.54223
25502 | 2089-10-26 | 44 | 10 | 24.3 | 24.1 | 19.007 | 0.99177 | 2.0928 | 9.259 | 4.562 | 0.49271 | 4716981.1321 | 0.85462 | 110.71 | 0.54583
25509 | 2089-11-02 | 45 | 11 | 24.7 | 24.495 | 19.402 | 0.9917 | 2.0932 | 9.259 | 4.553 | 0.49174 | 4716981.1321 | 0.85626 | 113.865 | 0.56139
25516 | 2089-11-09 | 46 | 11 | 24.7 | 24.429 | 19.336 | 0.98903 | 2.1073 | 9.259 | 5.694 | 0.61497 | 4716981.1321 | 0.64865 | 121.819 | 0.6006
25523 | 2089-11-16 | 47 | 11 | 24.7 | 24.79 | 19.697 | 1 | 2.05 | 9.259 | 5.844 | 0.63117 | 4716981.1321 | 0.62136 | 120.648 | 0.59483
25530 | 2089-11-23 | 48 | 11 | 24.7 | 24.52 | 19.427 | 0.99271 | 2.0878 | 9.259 | 4.579 | 0.49455 | 4716981.1321 | 0.85153 | 116.7 | 0.57536
25537 | 2089-11-30 | 49 | 11 | 24.7 | 24.52 | 19.427 | 0.99271 | 2.0878 | 9.259 | 4.577 | 0.49433 | 4716981.1321 | 0.85189 | 113.491 | 0.55954
25544 | 2089-12-07 | 50 | 12 | 25.5 | 25.311 | 20.218 | 0.99259 | 2.0885 | 9.259 | 4.566 | 0.49314 | 4716981.1321 | 0.8539 | 113.134 | 0.55778
25551 | 2089-12-14 | 51 | 12 | 25.5 | 25.5 | 20.407 | 1 | 2.05 | 9.259 | 149.959 | 1 | 4716981.1321 | 0 | 130.781 | 0.64479
25558 | 2089-12-21 | 52 | 12 | 25.5 | 25.5 | 20.407 | 1 | 2.05 | 9.259 | 230.539 | 1 | 4716981.1321 | 0 | 148.349 | 0.7314
25565 | 2089-12-28 | 53 | 12 | 25.5 | 25.5 | 20.407 | 1 | 2.05 | 9.259 | 90.399 | 1 | 4716981.1321 | 0 | 160.35 | 0.79057
25572 | 2090-01-04 | 1 | 1 | 24.7 | 24.7 | 19.607 | 1 | 2.05 | 9.259 | 75.385 | 1 | 4716981.1321 | 0 | 174.359 | 0.85964
25579 | 2090-01-11 | 2 | 1 | 24.7 | 24.7 | 19.607 | 1 | 2.05 | 9.259 | 52.111 | 1 | 4716981.1321 | 0 | 187.518 | 0.92452
25586 | 2090-01-18 | 3 | 1 | 24.7 | 24.7 | 19.607 | 1 | 2.05 | 9.259 | 52.454 | 1 | 4716981.1321 | 0 | 200.577 | 0.9889
25593 | 2090-01-25 | 4 | 1 | 24.7 | 24.7 | 19.607 | 1 | 2.05 | 9.259 | 183.931 | 1 | 4716981.1321 | 0 | 202.117 | 0.99649
25600 | 2090-02-01 | 5 | 2 | 24.4 | 24.4 | 19.307 | 1 | 2.05 | 9.259 | 361.945 | 1 | 4716981.1321 | 0 | 202.126 | 0.99654
25607 | 2090-02-08 | 6 | 2 | 24.4 | 24.4 | 19.307 | 1 | 2.05 | 9.259 | 351.68 | 1 | 4716981.1321 | 0 | 202.126 | 0.99654
25614 | 2090-02-15 | 7 | 2 | 24.4 | 24.4 | 19.307 | 1 | 2.05 | 9.259 | 230.644 | 1 | 4716981.1321 | 0 | 202.126 | 0.99654
25621 | 2090-02-22 | 8 | 2 | 24.4 | 24.4 | 19.307 | 1 | 2.05 | 9.259 | 141.815 | 1 | 4716981.1321 | 0 | 202.126 | 0.99654
25628 | 2090-03-01 | 9 | 3 | 24.1 | 24.1 | 19.007 | 1 | 2.05 | 9.259 | 102.749 | 1 | 4716981.1321 | 0 | 202.13 | 0.99656
25635 | 2090-03-08 | 10 | 3 | 24.1 | 24.1 | 19.007 | 1 | 2.05 | 9.259 | 72.472 | 1 | 4716981.1321 | 0 | 202.13 | 0.99656
25642 | 2090-03-15 | 11 | 3 | 24.1 | 24.1 | 19.007 | 1 | 2.05 | 9.259 | 61.844 | 1 | 4716981.1321 | 0 | 202.13 | 0.99656
25649 | 2090-03-22 | 12 | 3 | 24.1 | 24.1 | 19.007 | 1 | 2.05 | 9.259 | 50.472 | 1 | 4716981.1321 | 0 | 202.13 | 0.99656
25656 | 2090-03-29 | 13 | 3 | 24.1 | 24.1 | 19.007 | 1 | 2.05 | 9.259 | 41.897 | 1 | 4716981.1321 | 0 | 202.13 | 0.99656
25663 | 2090-04-05 | 14 | 4 | 24.1 | 24.1 | 19.007 | 1 | 2.05 | 9.259 | 33.913 | 1 | 4716981.1321 | 0 | 202.127 | 0.99654
25670 | 2090-04-12 | 15 | 4 | 24.1 | 24.1 | 19.007 | 1 | 2.05 | 9.259 | 34.775 | 1 | 4716981.1321 | 0 | 202.127 | 0.99654
25677 | 2090-04-19 | 16 | 4 | 24.1 | 24.1 | 19.007 | 1 | 2.05 | 9.259 | 32.794 | 1 | 4716981.1321 | 0 | 202.127 | 0.99654
25684 | 2090-04-26 | 17 | 4 | 24.1 | 24.1 | 19.007 | 1 | 2.05 | 9.259 | 21.106 | 1 | 4716981.1321 | 0 | 202.127 | 0.99654
25691 | 2090-05-03 | 18 | 5 | 25.1 | 25.1 | 20.007 | 1 | 2.05 | 9.259 | 13.65 | 1 | 4716981.1321 | 0 | 202.086 | 0.99634
25698 | 2090-05-10 | 19 | 5 | 25.1 | 25.1 | 20.007 | 1 | 2.05 | 9.259 | 12.727 | 1 | 4716981.1321 | 0 | 202.086 | 0.99634
25705 | 2090-05-17 | 20 | 5 | 25.1 | 25.191 | 20.098 | 1 | 2.05 | 9.259 | 8.983 | 0.97019 | 4716981.1321 | 0.050218 | 201.939 | 0.99562
25712 | 2090-05-24 | 21 | 5 | 25.1 | 25.191 | 20.098 | 1 | 2.05 | 9.259 | 9.193 | 0.99287 | 4716981.1321 | 0.012009 | 198.289 | 0.97762
25719 | 2090-05-31 | 22 | 5 | 25.1 | 25.191 | 20.098 | 1 | 2.05 | 9.259 | 7.88 | 0.85106 | 4716981.1321 | 0.25091 | 197.066 | 0.97159
25726 | 2090-06-07 | 23 | 6 | 25.3 | 25.391 | 20.298 | 1 | 2.05 | 9.259 | 6.875 | 0.74252 | 4716981.1321 | 0.43377 | 195.545 | 0.96409
25733 | 2090-06-14 | 24 | 6 | 25.3 | 25.391 | 20.298 | 1 | 2.05 | 9.259 | 6.885 | 0.7436 | 4716981.1321 | 0.43195 | 191.684 | 0.94506
25740 | 2090-06-21 | 25 | 6 | 25.3 | 25.391 | 20.298 | 1 | 2.05 | 9.259 | 6.871 | 0.74209 | 4716981.1321 | 0.4345 | 191.095 | 0.94215
25747 | 2090-06-28 | 26 | 6 | 25.3 | 25.391 | 20.298 | 1 | 2.05 | 9.259 | 6.889 | 0.74403 | 4716981.1321 | 0.43122 | 186.22 | 0.91812
25754 | 2090-07-05 | 27 | 7 | 26 | 26.091 | 20.998 | 1 | 2.05 | 9.259 | 6.887 | 0.74382 | 4716981.1321 | 0.43159 | 181.374 | 0.89423
25761 | 2090-07-12 | 28 | 7 | 26 | 25.597 | 20.504 | 0.9845 | 2.1316 | 9.259 | 4.584 | 0.49509 | 4716981.1321 | 0.85062 | 174.712 | 0.86138
25768 | 2090-07-19 | 29 | 7 | 26 | 25.597 | 20.504 | 0.9845 | 2.1316 | 9.259 | 4.592 | 0.49595 | 4716981.1321 | 0.84916 | 167.677 | 0.8267
25775 | 2090-07-26 | 30 | 7 | 26 | 25.597 | 20.504 | 0.9845 | 2.1316 | 9.259 | 4.596 | 0.49638 | 4716981.1321 | 0.84844 | 159.902 | 0.78836
25782 | 2090-08-02 | 31 | 8 | 26.4 | 25.99 | 20.897 | 0.98447 | 2.1318 | 9.259 | 4.596 | 0.49638 | 4716981.1321 | 0.84844 | 151.596 | 0.74741
25789 | 2090-08-09 | 32 | 8 | 26.4 | 24.752 | 19.659 | 0.93758 | 2.4085 | 9.259 | 4.558 | 0.49228 | 4716981.1321 | 0.85535 | 143.588 | 0.70793
25796 | 2090-08-16 | 33 | 8 | 26.4 | 26.016 | 20.923 | 0.98545 | 2.1265 | 9.259 | 4.586 | 0.4953 | 4716981.1321 | 0.85026 | 138.529 | 0.68299
25803 | 2090-08-23 | 34 | 8 | 26.4 | 25.032 | 19.939 | 0.94818 | 2.3417 | 9.259 | 4.525 | 0.48871 | 4716981.1321 | 0.86136 | 132.722 | 0.65436
25810 | 2090-08-30 | 35 | 8 | 26.4 | 24.751 | 19.658 | 0.93754 | 2.4087 | 9.259 | 4.567 | 0.49325 | 4716981.1321 | 0.85371 | 126.579 | 0.62407
25817 | 2090-09-06 | 36 | 9 | 25 | 24.292 | 19.199 | 0.97168 | 2.2027 | 9.259 | 4.598 | 0.4966 | 4716981.1321 | 0.84807 | 118.229 | 0.5829
25824 | 2090-09-13 | 37 | 9 | 25 | 24.291 | 19.198 | 0.97164 | 2.2029 | 9.259 | 4.598 | 0.4966 | 4716981.1321 | 0.84807 | 110.489 | 0.54474
25831 | 2090-09-20 | 38 | 9 | 25 | 24.291 | 19.198 | 0.97164 | 2.2029 | 9.259 | 4.593 | 0.49606 | 4716981.1321 | 0.84898 | 103.765 | 0.51159
25838 | 2090-09-27 | 39 | 9 | 25 | 24.291 | 19.198 | 0.97164 | 2.2029 | 9.259 | 4.579 | 0.49455 | 4716981.1321 | 0.85153 | 100.72 | 0.49658
25845 | 2090-10-04 | 40 | 10 | 24.3 | 23.735 | 18.642 | 0.97675 | 2.1742 | 9.259 | 4.591 | 0.49584 | 4716981.1321 | 0.84935 | 95.154 | 0.46914
25852 | 2090-10-11 | 41 | 10 | 24.3 | 23.735 | 18.642 | 0.97675 | 2.1742 | 9.259 | 4.588 | 0.49552 | 4716981.1321 | 0.84989 | 90.048 | 0.44396
25859 | 2090-10-18 | 42 | 10 | 24.3 | 23.735 | 18.642 | 0.97675 | 2.1742 | 9.259 | 4.587 | 0.49541 | 4716981.1321 | 0.85007 | 85.02 | 0.41917
25866 | 2090-10-25 | 43 | 10 | 24.3 | 23.735 | 18.642 | 0.97675 | 2.1742 | 9.259 | 4.553 | 0.49174 | 4716981.1321 | 0.85626 | 88.239 | 0.43504
25873 | 2090-11-01 | 44 | 11 | 24.7 | 24.125 | 19.032 | 0.97672 | 2.1743 | 9.259 | 4.581 | 0.49476 | 4716981.1321 | 0.85117 | 84.691 | 0.41755
25880 | 2090-11-08 | 45 | 11 | 24.7 | 24.248 | 19.155 | 0.9817 | 2.1469 | 9.259 | 4.582 | 0.49487 | 4716981.1321 | 0.85098 | 81.191 | 0.40029
25887 | 2090-11-15 | 46 | 11 | 24.7 | 24.248 | 19.155 | 0.9817 | 2.1469 | 9.259 | 4.579 | 0.49455 | 4716981.1321 | 0.85153 | 77.919 | 0.38416
25894 | 2090-11-22 | 47 | 11 | 24.7 | 24.248 | 19.155 | 0.9817 | 2.1469 | 9.259 | 4.572 | 0.49379 | 4716981.1321 | 0.8528 | 76.257 | 0.37597
25901 | 2090-11-29 | 48 | 11 | 24.7 | 24.248 | 19.155 | 0.9817 | 2.1469 | 9.259 | 4.585 | 0.49519 | 4716981.1321 | 0.85044 | 71.414 | 0.35209
25908 | 2090-12-06 | 49 | 12 | 25.5 | 25.03 | 19.937 | 0.98157 | 2.1476 | 9.259 | 4.569 | 0.49347 | 4716981.1321 | 0.85335 | 70.178 | 0.346
25915 | 2090-12-13 | 50 | 12 | 25.5 | 25.03 | 19.937 | 0.98157 | 2.1476 | 9.259 | 4.575 | 0.49411 | 4716981.1321 | 0.85226 | 67.248 | 0.33155
25922 | 2090-12-20 | 51 | 12 | 25.5 | 24.939 | 19.846 | 0.978 | 2.1672 | 9.259 | 4.549 | 0.49131 | 4716981.1321 | 0.85699 | 71.311 | 0.35158
25929 | 2090-12-27 | 52 | 12 | 25.5 | 25.219 | 20.126 | 0.98898 | 2.1076 | 9.259 | 17.204 | 1 | 4716981.1321 | 0 | 84.077 | 0.41452
25936 | 2091-01-03 | 1 | 1 | 24.7 | 24.428 | 19.335 | 0.98899 | 2.1075 | 9.259 | 56.706 | 1 | 4716981.1321 | 0 | 98.124 | 0.48378
25943 | 2091-01-10 | 2 | 1 | 24.7 | 24.428 | 19.335 | 0.98899 | 2.1075 | 9.259 | 95.296 | 1 | 4716981.1321 | 0 | 112.098 | 0.55268
25950 | 2091-01-17 | 3 | 1 | 24.7 | 24.428 | 19.335 | 0.98899 | 2.1075 | 9.259 | 37.306 | 1 | 4716981.1321 | 0 | 124.948 | 0.61603
25957 | 2091-01-24 | 4 | 1 | 24.7 | 24.428 | 19.335 | 0.98899 | 2.1075 | 9.259 | 11.692 | 1 | 4716981.1321 | 0 | 137.055 | 0.67572
25964 | 2091-01-31 | 5 | 1 | 24.7 | 24.428 | 19.335 | 0.98899 | 2.1075 | 9.259 | 4.512 | 0.48731 | 4716981.1321 | 0.86372 | 148.377 | 0.73154
25971 | 2091-02-07 | 6 | 2 | 24.4 | 24.131 | 19.038 | 0.98898 | 2.1076 | 9.259 | 4.531 | 0.48936 | 4716981.1321 | 0.86026 | 155.346 | 0.7659
25978 | 2091-02-14 | 7 | 2 | 24.4 | 24.4 | 19.307 | 1 | 2.05 | 9.259 | 19.347 | 1 | 4716981.1321 | 0 | 169.526 | 0.83581
25985 | 2091-02-21 | 8 | 2 | 24.4 | 24.4 | 19.307 | 1 | 2.05 | 9.259 | 26.176 | 1 | 4716981.1321 | 0 | 182.8 | 0.90126
25992 | 2091-02-28 | 9 | 2 | 24.4 | 24.4 | 19.307 | 1 | 2.05 | 9.259 | 27.815 | 1 | 4716981.1321 | 0 | 195.818 | 0.96544
25999 | 2091-03-07 | 10 | 3 | 24.1 | 24.1 | 19.007 | 1 | 2.05 | 9.259 | 99.774 | 1 | 4716981.1321 | 0 | 202.13 | 0.99656
26006 | 2091-03-14 | 11 | 3 | 24.1 | 24.1 | 19.007 | 1 | 2.05 | 9.259 | 63.932 | 1 | 4716981.1321 | 0 | 202.13 | 0.99656
26013 | 2091-03-21 | 12 | 3 | 24.1 | 24.1 | 19.007 | 1 | 2.05 | 9.259 | 48.148 | 1 | 4716981.1321 | 0 | 202.13 | 0.99656
26020 | 2091-03-28 | 13 | 3 | 24.1 | 24.1 | 19.007 | 1 | 2.05 | 9.259 | 26.232 | 1 | 4716981.1321 | 0 | 202.13 | 0.99656
26027 | 2091-04-04 | 14 | 4 | 24.1 | 24.1 | 19.007 | 1 | 2.05 | 9.259 | 40.668 | 1 | 4716981.1321 | 0 | 202.127 | 0.99654
26034 | 2091-04-11 | 15 | 4 | 24.1 | 24.1 | 19.007 | 1 | 2.05 | 9.259 | 20.292 | 1 | 4716981.1321 | 0 | 202.127 | 0.99654
26041 | 2091-04-18 | 16 | 4 | 24.1 | 24.1 | 19.007 | 1 | 2.05 | 9.259 | 17.868 | 1 | 4716981.1321 | 0 | 202.127 | 0.99654
26048 | 2091-04-25 | 17 | 4 | 24.1 | 24.1 | 19.007 | 1 | 2.05 | 9.259 | 33.421 | 1 | 4716981.1321 | 0 | 202.127 | 0.99654
26055 | 2091-05-02 | 18 | 5 | 25.1 | 25.1 | 20.007 | 1 | 2.05 | 9.259 | 29.383 | 1 | 4716981.1321 | 0 | 202.086 | 0.99634
26062 | 2091-05-09 | 19 | 5 | 25.1 | 25.1 | 20.007 | 1 | 2.05 | 9.259 | 11.416 | 1 | 4716981.1321 | 0 | 202.086 | 0.99634
26069 | 2091-05-16 | 20 | 5 | 25.1 | 25.191 | 20.098 | 1 | 2.05 | 9.259 | 9.061 | 0.97862 | 4716981.1321 | 0.036026 | 202.161 | 0.99671
26076 | 2091-05-23 | 21 | 5 | 25.1 | 25.191 | 20.098 | 1 | 2.05 | 9.259 | 9.191 | 0.99266 | 4716981.1321 | 0.012373 | 198.098 | 0.97668
26083 | 2091-05-30 | 22 | 5 | 25.1 | 25.191 | 20.098 | 1 | 2.05 | 9.259 | 6.878 | 0.74284 | 4716981.1321 | 0.43323 | 195.886 | 0.96577
26090 | 2091-06-06 | 23 | 6 | 25.3 | 25.391 | 20.298 | 1 | 2.05 | 9.259 | 6.867 | 0.74166 | 4716981.1321 | 0.43523 | 196.104 | 0.96685
26097 | 2091-06-13 | 24 | 6 | 25.3 | 25.398 | 20.305 | 1 | 2.05 | 9.259 | 9.173 | 0.99071 | 4716981.1321 | 0.015648 | 197.335 | 0.97292
26104 | 2091-06-20 | 25 | 6 | 25.3 | 25.3 | 20.207 | 1 | 2.05 | 9.259 | 12.36 | 1 | 4716981.1321 | 0 | 202.07 | 0.99626
26111 | 2091-06-27 | 26 | 6 | 25.3 | 25.3 | 20.207 | 1 | 2.05 | 9.259 | 25.124 | 1 | 4716981.1321 | 0 | 202.07 | 0.99626
26118 | 2091-07-04 | 27 | 7 | 26 | 26 | 20.907 | 1 | 2.05 | 9.259 | 16.217 | 1 | 4716981.1321 | 0 | 202.05 | 0.99616
26125 | 2091-07-11 | 28 | 7 | 26 | 26.091 | 20.998 | 1 | 2.05 | 9.259 | 9.195 | 0.99309 | 4716981.1321 | 0.011645 | 196.996 | 0.97125
26132 | 2091-07-18 | 29 | 7 | 26 | 26.091 | 20.998 | 1 | 2.05 | 9.259 | 9.179 | 0.99136 | 4716981.1321 | 0.014556 | 196.509 | 0.96885
26139 | 2091-07-25 | 30 | 7 | 26 | 26.091 | 20.998 | 1 | 2.05 | 9.259 | 9.182 | 0.99168 | 4716981.1321 | 0.01401 | 195.44 | 0.96358
26146 | 2091-08-01 | 31 | 8 | 26.4 | 26.491 | 21.398 | 1 | 2.05 | 9.259 | 9.178 | 0.99125 | 4716981.1321 | 0.014738 | 194.965 | 0.96123
26153 | 2091-08-08 | 32 | 8 | 26.4 | 26.491 | 21.398 | 1 | 2.05 | 9.259 | 9.205 | 0.99417 | 4716981.1321 | 0.0098253 | 188.038 | 0.92708
26160 | 2091-08-15 | 33 | 8 | 26.4 | 26.491 | 21.398 | 1 | 2.05 | 9.259 | 8.056 | 0.87007 | 4716981.1321 | 0.21889 | 179.323 | 0.88411
26167 | 2091-08-22 | 34 | 8 | 26.4 | 26.491 | 21.398 | 1 | 2.05 | 9.259 | 6.896 | 0.74479 | 4716981.1321 | 0.42995 | 172.147 | 0.84873
26174 | 2091-08-29 | 35 | 8 | 26.4 | 26.491 | 21.398 | 1 | 2.05 | 9.259 | 6.905 | 0.74576 | 4716981.1321 | 0.42831 | 162.847 | 0.80288
26181 | 2091-09-05 | 36 | 9 | 25 | 25.091 | 19.998 | 1 | 2.05 | 9.259 | 6.909 | 0.74619 | 4716981.1321 | 0.42758 | 152.972 | 0.7542
26188 | 2091-09-12 | 37 | 9 | 25 | 25.091 | 19.998 | 1 | 2.05 | 9.259 | 6.909 | 0.74619 | 4716981.1321 | 0.42758 | 143.138 | 0.70571
26195 | 2091-09-19 | 38 | 9 | 25 | 25.091 | 19.998 | 1 | 2.05 | 9.259 | 6.906 | 0.74587 | 4716981.1321 | 0.42813 | 134.141 | 0.66135
26202 | 2091-09-26 | 39 | 9 | 25 | 25.091 | 19.998 | 1 | 2.05 | 9.259 | 6.871 | 0.74209 | 4716981.1321 | 0.4345 | 133.927 | 0.6603
26209 | 2091-10-03 | 40 | 10 | 24.3 | 24.391 | 19.298 | 1 | 2.05 | 9.259 | 6.899 | 0.74511 | 4716981.1321 | 0.4294 | 127.003 | 0.62616
26216 | 2091-10-10 | 41 | 10 | 24.3 | 24.1 | 19.007 | 0.99177 | 2.0928 | 9.259 | 4.579 | 0.49455 | 4716981.1321 | 0.85153 | 122.508 | 0.604
26223 | 2091-10-17 | 42 | 10 | 24.3 | 24.1 | 19.007 | 0.99177 | 2.0928 | 9.259 | 4.591 | 0.49584 | 4716981.1321 | 0.84935 | 115.511 | 0.5695
26230 | 2091-10-24 | 43 | 10 | 24.3 | 24.1 | 19.007 | 0.99177 | 2.0928 | 9.259 | 4.587 | 0.49541 | 4716981.1321 | 0.85007 | 110.078 | 0.54272
26237 | 2091-10-31 | 44 | 10 | 24.3 | 24.1 | 19.007 | 0.99177 | 2.0928 | 9.259 | 4.545 | 0.49087 | 4716981.1321 | 0.85772 | 114.079 | 0.56244
26244 | 2091-11-07 | 45 | 11 | 24.7 | 24.52 | 19.427 | 0.99271 | 2.0878 | 9.259 | 4.572 | 0.49379 | 4716981.1321 | 0.8528 | 111.752 | 0.55097
26251 | 2091-11-14 | 46 | 11 | 24.7 | 24.7 | 19.607 | 1 | 2.05 | 9.259 | 12.538 | 1 | 4716981.1321 | 0 | 123.935 | 0.61103
26258 | 2091-11-21 | 47 | 11 | 24.7 | 24.7 | 19.607 | 1 | 2.05 | 9.259 | 22.28 | 1 | 4716981.1321 | 0 | 135.486 | 0.66798
26265 | 2091-11-28 | 48 | 11 | 24.7 | 24.7 | 19.607 | 1 | 2.05 | 9.259 | 6.849 | 0.73971 | 4716981.1321 | 0.4385 | 139.575 | 0.68814
26272 | 2091-12-05 | 49 | 12 | 25.5 | 25.591 | 20.498 | 1 | 2.05 | 9.259 | 6.867 | 0.74166 | 4716981.1321 | 0.43523 | 139.466 | 0.68761
26279 | 2091-12-12 | 50 | 12 | 25.5 | 25.591 | 20.498 | 1 | 2.05 | 9.259 | 6.863 | 0.74122 | 4716981.1321 | 0.43595 | 140.148 | 0.69097
26286 | 2091-12-19 | 51 | 12 | 25.5 | 25.5 | 20.407 | 1 | 2.05 | 9.259 | 6.847 | 0.7395 | 4716981.1321 | 0.43887 | 144.221 | 0.71105
26293 | 2091-12-26 | 52 | 12 | 25.5 | 25.591 | 20.498 | 1 | 2.05 | 9.259 | 6.874 | 0.74241 | 4716981.1321 | 0.43395 | 142.409 | 0.70212
26300 | 2092-01-02 | 1 | 1 | 24.7 | 24.791 | 19.698 | 1 | 2.05 | 9.259 | 6.867 | 0.74166 | 4716981.1321 | 0.43523 | 142.681 | 0.70346
26307 | 2092-01-09 | 2 | 1 | 24.7 | 24.7 | 19.607 | 1 | 2.05 | 9.259 | 35.911 | 1 | 4716981.1321 | 0 | 154.517 | 0.76181
26314 | 2092-01-16 | 3 | 1 | 24.7 | 24.7 | 19.607 | 1 | 2.05 | 9.259 | 6.822 | 0.7368 | 4716981.1321 | 0.44341 | 164.674 | 0.81189
26321 | 2092-01-23 | 4 | 1 | 24.7 | 24.7 | 19.607 | 1 | 2.05 | 9.259 | 6.84 | 0.73874 | 4716981.1321 | 0.44014 | 170.693 | 0.84157
26328 | 2092-01-30 | 5 | 1 | 24.7 | 24.7 | 19.607 | 1 | 2.05 | 9.259 | 6.851 | 0.73993 | 4716981.1321 | 0.43814 | 174.21 | 0.85891
26335 | 2092-02-06 | 6 | 2 | 24.4 | 24.4 | 19.307 | 1 | 2.05 | 9.259 | 6.843 | 0.73906 | 4716981.1321 | 0.43959 | 179.778 | 0.88636
26342 | 2092-02-13 | 7 | 2 | 24.4 | 24.4 | 19.307 | 1 | 2.05 | 9.259 | 10.176 | 1 | 4716981.1321 | 0 | 191.248 | 0.94291
26349 | 2092-02-20 | 8 | 2 | 24.4 | 24.4 | 19.307 | 1 | 2.05 | 9.259 | 9.15 | 0.98823 | 4716981.1321 | 0.019833 | 197.243 | 0.97246
26356 | 2092-02-27 | 9 | 2 | 24.4 | 24.4 | 19.307 | 1 | 2.05 | 9.259 | 9.166 | 0.98996 | 4716981.1321 | 0.016921 | 199.552 | 0.98385
26363 | 2092-03-05 | 10 | 3 | 24.1 | 24.225 | 19.132 | 1 | 2.05 | 9.259 | 9.171 | 0.9905 | 4716981.1321 | 0.016012 | 200.479 | 0.98842
26370 | 2092-03-12 | 11 | 3 | 24.1 | 24.191 | 19.098 | 1 | 2.05 | 9.259 | 9.174 | 0.99082 | 4716981.1321 | 0.015466 | 200.831 | 0.99015
26377 | 2092-03-19 | 12 | 3 | 24.1 | 24.191 | 19.098 | 1 | 2.05 | 9.259 | 9.175 | 0.99093 | 4716981.1321 | 0.015284 | 201.385 | 0.99289
26384 | 2092-03-26 | 13 | 3 | 24.1 | 24.1 | 19.007 | 1 | 2.05 | 9.259 | 32.438 | 1 | 4716981.1321 | 0 | 202.13 | 0.99656
26391 | 2092-04-02 | 14 | 4 | 24.1 | 24.1 | 19.007 | 1 | 2.05 | 9.259 | 25.935 | 1 | 4716981.1321 | 0 | 202.127 | 0.99654
26398 | 2092-04-09 | 15 | 4 | 24.1 | 24.1 | 19.007 | 1 | 2.05 | 9.259 | 32.01 | 1 | 4716981.1321 | 0 | 202.127 | 0.99654
26405 | 2092-04-16 | 16 | 4 | 24.1 | 24.1 | 19.007 | 1 | 2.05 | 9.259 | 45.409 | 1 | 4716981.1321 | 0 | 202.127 | 0.99654
26412 | 2092-04-23 | 17 | 4 | 24.1 | 24.1 | 19.007 | 1 | 2.05 | 9.259 | 30.309 | 1 | 4716981.1321 | 0 | 202.127 | 0.99654
26419 | 2092-04-30 | 18 | 4 | 24.1 | 25.1 | 20.007 | 1 | 2.05 | 9.259 | 29.324 | 1 | 4716981.1321 | 0 | 202.086 | 0.99634
26426 | 2092-05-07 | 19 | 5 | 25.1 | 25.1 | 20.007 | 1 | 2.05 | 9.259 | 15.374 | 1 | 4716981.1321 | 0 | 202.086 | 0.99634
26433 | 2092-05-14 | 20 | 5 | 25.1 | 25.191 | 20.098 | 1 | 2.05 | 9.259 | 9.185 | 0.99201 | 4716981.1321 | 0.013464 | 199.243 | 0.98232
26440 | 2092-05-21 | 21 | 5 | 25.1 | 25.191 | 20.098 | 1 | 2.05 | 9.259 | 6.885 | 0.7436 | 4716981.1321 | 0.43195 | 194.969 | 0.96125
26447 | 2092-05-28 | 22 | 5 | 25.1 | 25.1 | 20.007 | 1 | 2.05 | 9.259 | 16.259 | 1 | 4716981.1321 | 0 | 202.086 | 0.99634
26454 | 2092-06-04 | 23 | 6 | 25.3 | 25.3 | 20.207 | 1 | 2.05 | 9.259 | 13.239 | 1 | 4716981.1321 | 0 | 202.07 | 0.99626
26461 | 2092-06-11 | 24 | 6 | 25.3 | 25.391 | 20.298 | 1 | 2.05 | 9.259 | 8.543 | 0.92267 | 4716981.1321 | 0.13028 | 196.462 | 0.96861
26468 | 2092-06-18 | 25 | 6 | 25.3 | 25.391 | 20.298 | 1 | 2.05 | 9.259 | 6.891 | 0.74425 | 4716981.1321 | 0.43086 | 191.014 | 0.94175
26475 | 2092-06-25 | 26 | 6 | 25.3 | 25.391 | 20.298 | 1 | 2.05 | 9.259 | 6.903 | 0.74554 | 4716981.1321 | 0.42868 | 182.587 | 0.90021
26482 | 2092-07-02 | 27 | 7 | 26 | 26.091 | 20.998 | 1 | 2.05 | 9.259 | 6.869 | 0.74187 | 4716981.1321 | 0.43486 | 181.956 | 0.8971
26489 | 2092-07-09 | 28 | 7 | 26 | 26.091 | 20.998 | 1 | 2.05 | 9.259 | 6.889 | 0.74403 | 4716981.1321 | 0.43122 | 176.573 | 0.87056
26496 | 2092-07-16 | 29 | 7 | 26 | 26.091 | 20.998 | 1 | 2.05 | 9.259 | 6.871 | 0.74209 | 4716981.1321 | 0.4345 | 175.884 | 0.86716
26503 | 2092-07-23 | 30 | 7 | 26 | 26.091 | 20.998 | 1 | 2.05 | 9.259 | 6.875 | 0.74252 | 4716981.1321 | 0.43377 | 173.676 | 0.85627
26510 | 2092-07-30 | 31 | 7 | 26 | 25.598 | 20.505 | 0.98454 | 2.1314 | 9.259 | 5.998 | 0.6478 | 4716981.1321 | 0.59334 | 165.548 | 0.8162
26517 | 2092-08-06 | 32 | 8 | 26.4 | 26.018 | 20.925 | 0.98553 | 2.1261 | 9.259 | 6.37 | 0.68798 | 4716981.1321 | 0.52566 | 159.752 | 0.78762
26524 | 2092-08-13 | 33 | 8 | 26.4 | 26.4 | 21.307 | 1 | 2.05 | 9.259 | 6.842 | 0.73896 | 4716981.1321 | 0.43978 | 165.192 | 0.81444
26531 | 2092-08-20 | 34 | 8 | 26.4 | 26.491 | 21.398 | 1 | 2.05 | 9.259 | 6.87 | 0.74198 | 4716981.1321 | 0.43468 | 164.147 | 0.80929
26538 | 2092-08-27 | 35 | 8 | 26.4 | 26.4 | 21.307 | 1 | 2.05 | 9.259 | 6.83 | 0.73766 | 4716981.1321 | 0.44196 | 171.846 | 0.84725
26545 | 2092-09-03 | 36 | 9 | 25 | 25.214 | 20.121 | 1 | 2.05 | 9.259 | 9.163 | 0.98963 | 4716981.1321 | 0.017467 | 173.01 | 0.85299
26552 | 2092-09-10 | 37 | 9 | 25 | 25.091 | 19.998 | 1 | 2.05 | 9.259 | 9.192 | 0.99276 | 4716981.1321 | 0.012191 | 169.315 | 0.83477
26559 | 2092-09-17 | 38 | 9 | 25 | 25 | 19.907 | 1 | 2.05 | 9.259 | 9.138 | 0.98693 | 4716981.1321 | 0.022016 | 179.166 | 0.88334
26566 | 2092-09-24 | 39 | 9 | 25 | 25 | 19.907 | 1 | 2.05 | 9.259 | 95.495 | 1 | 4716981.1321 | 0 | 191.667 | 0.94497
26573 | 2092-10-01 | 40 | 10 | 24.3 | 24.3 | 19.207 | 1 | 2.05 | 9.259 | 61.255 | 1 | 4716981.1321 | 0 | 202.121 | 0.99651
26580 | 2092-10-08 | 41 | 10 | 24.3 | 24.3 | 19.207 | 1 | 2.05 | 9.259 | 37.123 | 1 | 4716981.1321 | 0 | 202.121 | 0.99651
26587 | 2092-10-15 | 42 | 10 | 24.3 | 24.3 | 19.207 | 1 | 2.05 | 9.259 | 52.41 | 1 | 4716981.1321 | 0 | 202.121 | 0.99651
26594 | 2092-10-22 | 43 | 10 | 24.3 | 24.3 | 19.207 | 1 | 2.05 | 9.259 | 79.034 | 1 | 4716981.1321 | 0 | 202.121 | 0.99651
26601 | 2092-10-29 | 44 | 10 | 24.3 | 24.3 | 19.207 | 1 | 2.05 | 9.259 | 80.892 | 1 | 4716981.1321 | 0 | 202.121 | 0.99651
26608 | 2092-11-05 | 45 | 11 | 24.7 | 24.7 | 19.607 | 1 | 2.05 | 9.259 | 64.464 | 1 | 4716981.1321 | 0 | 202.124 | 0.99653
26615 | 2092-11-12 | 46 | 11 | 24.7 | 24.7 | 19.607 | 1 | 2.05 | 9.259 | 134.066 | 1 | 4716981.1321 | 0 | 202.124 | 0.99653
26622 | 2092-11-19 | 47 | 11 | 24.7 | 24.7 | 19.607 | 1 | 2.05 | 9.259 | 120.626 | 1 | 4716981.1321 | 0 | 202.124 | 0.99653
26629 | 2092-11-26 | 48 | 11 | 24.7 | 24.7 | 19.607 | 1 | 2.05 | 9.259 | 264.807 | 1 | 4716981.1321 | 0 | 202.124 | 0.99653
26636 | 2092-12-03 | 49 | 12 | 25.5 | 25.5 | 20.407 | 1 | 2.05 | 9.259 | 300.807 | 1 | 4716981.1321 | 0 | 202.085 | 0.99634
26643 | 2092-12-10 | 50 | 12 | 25.5 | 25.5 | 20.407 | 1 | 2.05 | 9.259 | 194.046 | 1 | 4716981.1321 | 0 | 202.085 | 0.99634
26650 | 2092-12-17 | 51 | 12 | 25.5 | 25.5 | 20.407 | 1 | 2.05 | 9.259 | 196.65 | 1 | 4716981.1321 | 0 | 202.085 | 0.99634
26657 | 2092-12-24 | 52 | 12 | 25.5 | 25.5 | 20.407 | 1 | 2.05 | 9.259 | 99.749 | 1 | 4716981.1321 | 0 | 202.085 | 0.99634
26664 | 2092-12-31 | 53 | 12 | 25.5 | 25.5 | 20.407 | 1 | 2.05 | 9.259 | 88.047 | 1 | 4716981.1321 | 0 | 202.085 | 0.99634
26671 | 2093-01-07 | 2 | 1 | 24.7 | 24.7 | 19.607 | 1 | 2.05 | 9.259 | 227.797 | 1 | 4716981.1321 | 0 | 202.117 | 0.99649
26678 | 2093-01-14 | 3 | 1 | 24.7 | 24.7 | 19.607 | 1 | 2.05 | 9.259 | 262.019 | 1 | 4716981.1321 | 0 | 202.117 | 0.99649
26685 | 2093-01-21 | 4 | 1 | 24.7 | 24.7 | 19.607 | 1 | 2.05 | 9.259 | 164.196 | 1 | 4716981.1321 | 0 | 202.117 | 0.99649
26692 | 2093-01-28 | 5 | 1 | 24.7 | 24.7 | 19.607 | 1 | 2.05 | 9.259 | 123.102 | 1 | 4716981.1321 | 0 | 202.117 | 0.99649
26699 | 2093-02-04 | 6 | 2 | 24.4 | 24.4 | 19.307 | 1 | 2.05 | 9.259 | 86.174 | 1 | 4716981.1321 | 0 | 202.126 | 0.99654
26706 | 2093-02-11 | 7 | 2 | 24.4 | 24.4 | 19.307 | 1 | 2.05 | 9.259 | 68.281 | 1 | 4716981.1321 | 0 | 202.126 | 0.99654
26713 | 2093-02-18 | 8 | 2 | 24.4 | 24.4 | 19.307 | 1 | 2.05 | 9.259 | 55.36 | 1 | 4716981.1321 | 0 | 202.126 | 0.99654
26720 | 2093-02-25 | 9 | 2 | 24.4 | 24.4 | 19.307 | 1 | 2.05 | 9.259 | 48.8 | 1 | 4716981.1321 | 0 | 202.126 | 0.99654
26727 | 2093-03-04 | 10 | 3 | 24.1 | 24.1 | 19.007 | 1 | 2.05 | 9.259 | 36.952 | 1 | 4716981.1321 | 0 | 202.13 | 0.99656
26734 | 2093-03-11 | 11 | 3 | 24.1 | 24.1 | 19.007 | 1 | 2.05 | 9.259 | 30.652 | 1 | 4716981.1321 | 0 | 202.13 | 0.99656
26741 | 2093-03-18 | 12 | 3 | 24.1 | 24.1 | 19.007 | 1 | 2.05 | 9.259 | 28.911 | 1 | 4716981.1321 | 0 | 202.13 | 0.99656
26748 | 2093-03-25 | 13 | 3 | 24.1 | 24.1 | 19.007 | 1 | 2.05 | 9.259 | 25.693 | 1 | 4716981.1321 | 0 | 202.13 | 0.99656
26755 | 2093-04-01 | 14 | 4 | 24.1 | 24.1 | 19.007 | 1 | 2.05 | 9.259 | 116.561 | 1 | 4716981.1321 | 0 | 202.127 | 0.99654
26762 | 2093-04-08 | 15 | 4 | 24.1 | 24.1 | 19.007 | 1 | 2.05 | 9.259 | 157.167 | 1 | 4716981.1321 | 0 | 202.127 | 0.99654
26769 | 2093-04-15 | 16 | 4 | 24.1 | 24.1 | 19.007 | 1 | 2.05 | 9.259 | 64.162 | 1 | 4716981.1321 | 0 | 202.127 | 0.99654
26776 | 2093-04-22 | 17 | 4 | 24.1 | 24.1 | 19.007 | 1 | 2.05 | 9.259 | 64.372 | 1 | 4716981.1321 | 0 | 202.127 | 0.99654
26783 | 2093-04-29 | 18 | 4 | 24.1 | 24.1 | 19.007 | 1 | 2.05 | 9.259 | 36.397 | 1 | 4716981.1321 | 0 | 202.127 | 0.99654
26790 | 2093-05-06 | 19 | 5 | 25.1 | 25.1 | 20.007 | 1 | 2.05 | 9.259 | 29.168 | 1 | 4716981.1321 | 0 | 202.086 | 0.99634
26797 | 2093-05-13 | 20 | 5 | 25.1 | 25.1 | 20.007 | 1 | 2.05 | 9.259 | 23.849 | 1 | 4716981.1321 | 0 | 202.086 | 0.99634
26804 | 2093-05-20 | 21 | 5 | 25.1 | 25.1 | 20.007 | 1 | 2.05 | 9.259 | 36.165 | 1 | 4716981.1321 | 0 | 202.086 | 0.99634
26811 | 2093-05-27 | 22 | 5 | 25.1 | 25.1 | 20.007 | 1 | 2.05 | 9.259 | 63.972 | 1 | 4716981.1321 | 0 | 202.086 | 0.99634
26818 | 2093-06-03 | 23 | 6 | 25.3 | 25.3 | 20.207 | 1 | 2.05 | 9.259 | 28.928 | 1 | 4716981.1321 | 0 | 202.07 | 0.99626
26825 | 2093-06-10 | 24 | 6 | 25.3 | 25.3 | 20.207 | 1 | 2.05 | 9.259 | 47.259 | 1 | 4716981.1321 | 0 | 202.07 | 0.99626
26832 | 2093-06-17 | 25 | 6 | 25.3 | 25.3 | 20.207 | 1 | 2.05 | 9.259 | 39.523 | 1 | 4716981.1321 | 0 | 202.07 | 0.99626
26839 | 2093-06-24 | 26 | 6 | 25.3 | 25.3 | 20.207 | 1 | 2.05 | 9.259 | 17.366 | 1 | 4716981.1321 | 0 | 202.07 | 0.99626
26846 | 2093-07-01 | 27 | 7 | 26 | 26.18 | 21.087 | 1 | 2.05 | 9.259 | 11.68 | 1 | 4716981.1321 | 0 | 202.135 | 0.99658
26853 | 2093-07-08 | 28 | 7 | 26 | 26 | 20.907 | 1 | 2.05 | 9.259 | 11.942 | 1 | 4716981.1321 | 0 | 202.05 | 0.99616
26860 | 2093-07-15 | 29 | 7 | 26 | 26 | 20.907 | 1 | 2.05 | 9.259 | 21.939 | 1 | 4716981.1321 | 0 | 202.05 | 0.99616
26867 | 2093-07-22 | 30 | 7 | 26 | 26.135 | 21.042 | 1 | 2.05 | 9.259 | 11.266 | 1 | 4716981.1321 | 0 | 202.13 | 0.99656
26874 | 2093-07-29 | 31 | 7 | 26 | 26.091 | 20.998 | 1 | 2.05 | 9.259 | 9.098 | 0.98261 | 4716981.1321 | 0.029294 | 200.806 | 0.99003
26881 | 2093-08-05 | 32 | 8 | 26.4 | 26.491 | 21.398 | 1 | 2.05 | 9.259 | 9.195 | 0.99309 | 4716981.1321 | 0.011645 | 196.685 | 0.96971
26888 | 2093-08-12 | 33 | 8 | 26.4 | 26.491 | 21.398 | 1 | 2.05 | 9.259 | 9.187 | 0.99222 | 4716981.1321 | 0.0131 | 194.728 | 0.96006
26895 | 2093-08-19 | 34 | 8 | 26.4 | 26.491 | 21.398 | 1 | 2.05 | 9.259 | 9.197 | 0.9933 | 4716981.1321 | 0.011281 | 190.131 | 0.9374
26902 | 2093-08-26 | 35 | 8 | 26.4 | 26.491 | 21.398 | 1 | 2.05 | 9.259 | 9.203 | 0.99395 | 4716981.1321 | 0.010189 | 183.97 | 0.90702
26909 | 2093-09-02 | 36 | 9 | 25 | 25.091 | 19.998 | 1 | 2.05 | 9.259 | 9.201 | 0.99374 | 4716981.1321 | 0.010553 | 178.592 | 0.88051
26916 | 2093-09-09 | 37 | 9 | 25 | 25 | 19.907 | 1 | 2.05 | 9.259 | 9.148 | 0.98801 | 4716981.1321 | 0.020197 | 186.109 | 0.91757
26923 | 2093-09-16 | 38 | 9 | 25 | 25 | 19.907 | 1 | 2.05 | 9.259 | 9.165 | 0.98985 | 4716981.1321 | 0.017103 | 189.23 | 0.93296
26930 | 2093-09-23 | 39 | 9 | 25 | 25.091 | 19.998 | 1 | 2.05 | 9.259 | 9.181 | 0.99158 | 4716981.1321 | 0.014192 | 189.241 | 0.93301
26937 | 2093-09-30 | 40 | 9 | 25 | 25 | 19.907 | 1 | 2.05 | 9.259 | 69.469 | 1 | 4716981.1321 | 0 | 202.09 | 0.99636
26944 | 2093-10-07 | 41 | 10 | 24.3 | 24.3 | 19.207 | 1 | 2.05 | 9.259 | 138.553 | 1 | 4716981.1321 | 0 | 202.121 | 0.99651
26951 | 2093-10-14 | 42 | 10 | 24.3 | 24.3 | 19.207 | 1 | 2.05 | 9.259 | 146.234 | 1 | 4716981.1321 | 0 | 202.121 | 0.99651
26958 | 2093-10-21 | 43 | 10 | 24.3 | 24.3 | 19.207 | 1 | 2.05 | 9.259 | 49.105 | 1 | 4716981.1321 | 0 | 202.121 | 0.99651
26965 | 2093-10-28 | 44 | 10 | 24.3 | 24.3 | 19.207 | 1 | 2.05 | 9.259 | 33.025 | 1 | 4716981.1321 | 0 | 202.121 | 0.99651
26972 | 2093-11-04 | 45 | 11 | 24.7 | 24.7 | 19.607 | 1 | 2.05 | 9.259 | 28.944 | 1 | 4716981.1321 | 0 | 202.124 | 0.99653
26979 | 2093-11-11 | 46 | 11 | 24.7 | 24.7 | 19.607 | 1 | 2.05 | 9.259 | 93.042 | 1 | 4716981.1321 | 0 | 202.124 | 0.99653
26986 | 2093-11-18 | 47 | 11 | 24.7 | 24.7 | 19.607 | 1 | 2.05 | 9.259 | 49.889 | 1 | 4716981.1321 | 0 | 202.124 | 0.99653
26993 | 2093-11-25 | 48 | 11 | 24.7 | 24.7 | 19.607 | 1 | 2.05 | 9.259 | 38.613 | 1 | 4716981.1321 | 0 | 202.124 | 0.99653
27000 | 2093-12-02 | 49 | 12 | 25.5 | 25.5 | 20.407 | 1 | 2.05 | 9.259 | 53.052 | 1 | 4716981.1321 | 0 | 202.085 | 0.99634
27007 | 2093-12-09 | 50 | 12 | 25.5 | 25.5 | 20.407 | 1 | 2.05 | 9.259 | 124.438 | 1 | 4716981.1321 | 0 | 202.085 | 0.99634
27014 | 2093-12-16 | 51 | 12 | 25.5 | 25.5 | 20.407 | 1 | 2.05 | 9.259 | 210.165 | 1 | 4716981.1321 | 0 | 202.085 | 0.99634
27021 | 2093-12-23 | 52 | 12 | 25.5 | 25.5 | 20.407 | 1 | 2.05 | 9.259 | 170.104 | 1 | 4716981.1321 | 0 | 202.085 | 0.99634
27028 | 2093-12-30 | 53 | 12 | 25.5 | 25.5 | 20.407 | 1 | 2.05 | 9.259 | 256.305 | 1 | 4716981.1321 | 0 | 202.085 | 0.99634
27035 | 2094-01-06 | 2 | 1 | 24.7 | 24.7 | 19.607 | 1 | 2.05 | 9.259 | 346.201 | 1 | 4716981.1321 | 0 | 202.117 | 0.99649
27042 | 2094-01-13 | 3 | 1 | 24.7 | 24.7 | 19.607 | 1 | 2.05 | 9.259 | 277.683 | 1 | 4716981.1321 | 0 | 202.117 | 0.99649
27049 | 2094-01-20 | 4 | 1 | 24.7 | 24.7 | 19.607 | 1 | 2.05 | 9.259 | 160.96 | 1 | 4716981.1321 | 0 | 202.117 | 0.99649
27056 | 2094-01-27 | 5 | 1 | 24.7 | 24.7 | 19.607 | 1 | 2.05 | 9.259 | 134.816 | 1 | 4716981.1321 | 0 | 202.117 | 0.99649
27063 | 2094-02-03 | 6 | 2 | 24.4 | 24.4 | 19.307 | 1 | 2.05 | 9.259 | 190.79 | 1 | 4716981.1321 | 0 | 202.126 | 0.99654
27070 | 2094-02-10 | 7 | 2 | 24.4 | 24.4 | 19.307 | 1 | 2.05 | 9.259 | 149.657 | 1 | 4716981.1321 | 0 | 202.126 | 0.99654
27077 | 2094-02-17 | 8 | 2 | 24.4 | 24.4 | 19.307 | 1 | 2.05 | 9.259 | 118.586 | 1 | 4716981.1321 | 0 | 202.126 | 0.99654
27084 | 2094-02-24 | 9 | 2 | 24.4 | 24.4 | 19.307 | 1 | 2.05 | 9.259 | 159.188 | 1 | 4716981.1321 | 0 | 202.126 | 0.99654
27091 | 2094-03-03 | 10 | 3 | 24.1 | 24.1 | 19.007 | 1 | 2.05 | 9.259 | 103.273 | 1 | 4716981.1321 | 0 | 202.13 | 0.99656
27098 | 2094-03-10 | 11 | 3 | 24.1 | 24.1 | 19.007 | 1 | 2.05 | 9.259 | 79.122 | 1 | 4716981.1321 | 0 | 202.13 | 0.99656
27105 | 2094-03-17 | 12 | 3 | 24.1 | 24.1 | 19.007 | 1 | 2.05 | 9.259 | 74.086 | 1 | 4716981.1321 | 0 | 202.13 | 0.99656
27112 | 2094-03-24 | 13 | 3 | 24.1 | 24.1 | 19.007 | 1 | 2.05 | 9.259 | 65.44 | 1 | 4716981.1321 | 0 | 202.13 | 0.99656
27119 | 2094-03-31 | 14 | 3 | 24.1 | 24.1 | 19.007 | 1 | 2.05 | 9.259 | 129.851 | 1 | 4716981.1321 | 0 | 202.13 | 0.99656
27126 | 2094-04-07 | 15 | 4 | 24.1 | 24.1 | 19.007 | 1 | 2.05 | 9.259 | 137.239 | 1 | 4716981.1321 | 0 | 202.127 | 0.99654
27133 | 2094-04-14 | 16 | 4 | 24.1 | 24.1 | 19.007 | 1 | 2.05 | 9.259 | 85.64 | 1 | 4716981.1321 | 0 | 202.127 | 0.99654
27140 | 2094-04-21 | 17 | 4 | 24.1 | 24.1 | 19.007 | 1 | 2.05 | 9.259 | 64.723 | 1 | 4716981.1321 | 0 | 202.127 | 0.99654
27147 | 2094-04-28 | 18 | 4 | 24.1 | 24.1 | 19.007 | 1 | 2.05 | 9.259 | 47.225 | 1 | 4716981.1321 | 0 | 202.127 | 0.99654
27154 | 2094-05-05 | 19 | 5 | 25.1 | 25.1 | 20.007 | 1 | 2.05 | 9.259 | 46.657 | 1 | 4716981.1321 | 0 | 202.086 | 0.99634
27161 | 2094-05-12 | 20 | 5 | 25.1 | 25.1 | 20.007 | 1 | 2.05 | 9.259 | 56.475 | 1 | 4716981.1321 | 0 | 202.086 | 0.99634
27168 | 2094-05-19 | 21 | 5 | 25.1 | 25.1 | 20.007 | 1 | 2.05 | 9.259 | 72.924 | 1 | 4716981.1321 | 0 | 202.086 | 0.99634
27175 | 2094-05-26 | 22 | 5 | 25.1 | 25.1 | 20.007 | 1 | 2.05 | 9.259 | 71.173 | 1 | 4716981.1321 | 0 | 202.086 | 0.99634
27182 | 2094-06-02 | 23 | 6 | 25.3 | 25.3 | 20.207 | 1 | 2.05 | 9.259 | 40.473 | 1 | 4716981.1321 | 0 | 202.07 | 0.99626
27189 | 2094-06-09 | 24 | 6 | 25.3 | 25.3 | 20.207 | 1 | 2.05 | 9.259 | 26.519 | 1 | 4716981.1321 | 0 | 202.07 | 0.99626
27196 | 2094-06-16 | 25 | 6 | 25.3 | 25.411 | 20.318 | 1 | 2.05 | 9.259 | 13.366 | 1 | 4716981.1321 | 0 | 202.147 | 0.99664
27203 | 2094-06-23 | 26 | 6 | 25.3 | 25.3 | 20.207 | 1 | 2.05 | 9.259 | 21.76 | 1 | 4716981.1321 | 0 | 202.07 | 0.99626
27210 | 2094-06-30 | 27 | 6 | 25.3 | 25.391 | 20.298 | 1 | 2.05 | 9.259 | 12.179 | 1 | 4716981.1321 | 0 | 202.144 | 0.99663
27217 | 2094-07-07 | 28 | 7 | 26 | 26.126 | 21.033 | 1 | 2.05 | 9.259 | 12.145 | 1 | 4716981.1321 | 0 | 202.129 | 0.99655
27224 | 2094-07-14 | 29 | 7 | 26 | 26.091 | 20.998 | 1 | 2.05 | 9.259 | 9.168 | 0.99017 | 4716981.1321 | 0.016558 | 199.645 | 0.98431
27231 | 2094-07-21 | 30 | 7 | 26 | 26.091 | 20.998 | 1 | 2.05 | 9.259 | 9.196 | 0.9932 | 4716981.1321 | 0.011463 | 195.412 | 0.96344
27238 | 2094-07-28 | 31 | 7 | 26 | 26.091 | 20.998 | 1 | 2.05 | 9.259 | 9.194 | 0.99298 | 4716981.1321 | 0.011827 | 191.774 | 0.9455
27245 | 2094-08-04 | 32 | 8 | 26.4 | 26.491 | 21.398 | 1 | 2.05 | 9.259 | 9.194 | 0.99298 | 4716981.1321 | 0.011827 | 188.061 | 0.92719
27252 | 2094-08-11 | 33 | 8 | 26.4 | 26.491 | 21.398 | 1 | 2.05 | 9.259 | 9.186 | 0.99212 | 4716981.1321 | 0.013282 | 186.613 | 0.92006
27259 | 2094-08-18 | 34 | 8 | 26.4 | 26.491 | 21.398 | 1 | 2.05 | 9.259 | 9.202 | 0.99384 | 4716981.1321 | 0.010371 | 180.982 | 0.89229
27266 | 2094-08-25 | 35 | 8 | 26.4 | 26.491 | 21.398 | 1 | 2.05 | 9.259 | 6.912 | 0.74652 | 4716981.1321 | 0.42704 | 176.253 | 0.86898
27273 | 2094-09-01 | 36 | 9 | 25 | 25.091 | 19.998 | 1 | 2.05 | 9.259 | 9.189 | 0.99244 | 4716981.1321 | 0.012737 | 174.123 | 0.85848
27280 | 2094-09-08 | 37 | 9 | 25 | 25.091 | 19.998 | 1 | 2.05 | 9.259 | 9.177 | 0.99114 | 4716981.1321 | 0.01492 | 174.77 | 0.86167
27287 | 2094-09-15 | 38 | 9 | 25 | 25 | 19.907 | 1 | 2.05 | 9.259 | 9.142 | 0.98736 | 4716981.1321 | 0.021288 | 183.58 | 0.9051
27294 | 2094-09-22 | 39 | 9 | 25 | 25.091 | 19.998 | 1 | 2.05 | 9.259 | 9.179 | 0.99136 | 4716981.1321 | 0.014556 | 183.466 | 0.90454
27301 | 2094-09-29 | 40 | 9 | 25 | 25.091 | 19.998 | 1 | 2.05 | 9.259 | 9.189 | 0.99244 | 4716981.1321 | 0.012737 | 181.036 | 0.89256
27308 | 2094-10-06 | 41 | 10 | 24.3 | 24.391 | 19.298 | 1 | 2.05 | 9.259 | 9.195 | 0.99309 | 4716981.1321 | 0.011645 | 177.447 | 0.87486
27315 | 2094-10-13 | 42 | 10 | 24.3 | 24.391 | 19.298 | 1 | 2.05 | 9.259 | 9.197 | 0.9933 | 4716981.1321 | 0.011281 | 173.493 | 0.85537
27322 | 2094-10-20 | 43 | 10 | 24.3 | 24.3 | 19.207 | 1 | 2.05 | 9.259 | 9.152 | 0.98844 | 4716981.1321 | 0.019469 | 180.559 | 0.89021
27329 | 2094-10-27 | 44 | 10 | 24.3 | 24.3 | 19.207 | 1 | 2.05 | 9.259 | 36.339 | 1 | 4716981.1321 | 0 | 194.627 | 0.95957
27336 | 2094-11-03 | 45 | 11 | 24.7 | 24.7 | 19.607 | 1 | 2.05 | 9.259 | 67.466 | 1 | 4716981.1321 | 0 | 202.124 | 0.99653
27343 | 2094-11-10 | 46 | 11 | 24.7 | 24.7 | 19.607 | 1 | 2.05 | 9.259 | 60.842 | 1 | 4716981.1321 | 0 | 202.124 | 0.99653
27350 | 2094-11-17 | 47 | 11 | 24.7 | 24.7 | 19.607 | 1 | 2.05 | 9.259 | 51.432 | 1 | 4716981.1321 | 0 | 202.124 | 0.99653
27357 | 2094-11-24 | 48 | 11 | 24.7 | 24.7 | 19.607 | 1 | 2.05 | 9.259 | 29.761 | 1 | 4716981.1321 | 0 | 202.124 | 0.99653
27364 | 2094-12-01 | 49 | 12 | 25.5 | 25.5 | 20.407 | 1 | 2.05 | 9.259 | 46.562 | 1 | 4716981.1321 | 0 | 202.085 | 0.99634
27371 | 2094-12-08 | 50 | 12 | 25.5 | 25.5 | 20.407 | 1 | 2.05 | 9.259 | 147.566 | 1 | 4716981.1321 | 0 | 202.085 | 0.99634
27378 | 2094-12-15 | 51 | 12 | 25.5 | 25.5 | 20.407 | 1 | 2.05 | 9.259 | 75.3 | 1 | 4716981.1321 | 0 | 202.085 | 0.99634
27385 | 2094-12-22 | 52 | 12 | 25.5 | 25.5 | 20.407 | 1 | 2.05 | 9.259 | 77.141 | 1 | 4716981.1321 | 0 | 202.085 | 0.99634
27392 | 2094-12-29 | 53 | 12 | 25.5 | 25.5 | 20.407 | 1 | 2.05 | 9.259 | 154.207 | 1 | 4716981.1321 | 0 | 202.085 | 0.99634
27399 | 2095-01-05 | 2 | 1 | 24.7 | 24.7 | 19.607 | 1 | 2.05 | 9.259 | 97.843 | 1 | 4716981.1321 | 0 | 202.117 | 0.99649
27406 | 2095-01-12 | 3 | 1 | 24.7 | 24.7 | 19.607 | 1 | 2.05 | 9.259 | 96.875 | 1 | 4716981.1321 | 0 | 202.117 | 0.99649
27413 | 2095-01-19 | 4 | 1 | 24.7 | 24.7 | 19.607 | 1 | 2.05 | 9.259 | 308.393 | 1 | 4716981.1321 | 0 | 202.117 | 0.99649
27420 | 2095-01-26 | 5 | 1 | 24.7 | 24.7 | 19.607 | 1 | 2.05 | 9.259 | 341.973 | 1 | 4716981.1321 | 0 | 202.117 | 0.99649
27427 | 2095-02-02 | 6 | 2 | 24.4 | 24.4 | 19.307 | 1 | 2.05 | 9.259 | 288.582 | 1 | 4716981.1321 | 0 | 202.126 | 0.99654
27434 | 2095-02-09 | 7 | 2 | 24.4 | 24.4 | 19.307 | 1 | 2.05 | 9.259 | 238.944 | 1 | 4716981.1321 | 0 | 202.126 | 0.99654
27441 | 2095-02-16 | 8 | 2 | 24.4 | 24.4 | 19.307 | 1 | 2.05 | 9.259 | 253.884 | 1 | 4716981.1321 | 0 | 202.126 | 0.99654
27448 | 2095-02-23 | 9 | 2 | 24.4 | 24.4 | 19.307 | 1 | 2.05 | 9.259 | 220.944 | 1 | 4716981.1321 | 0 | 202.126 | 0.99654
27455 | 2095-03-02 | 10 | 3 | 24.1 | 24.1 | 19.007 | 1 | 2.05 | 9.259 | 223.041 | 1 | 4716981.1321 | 0 | 202.13 | 0.99656
27462 | 2095-03-09 | 11 | 3 | 24.1 | 24.1 | 19.007 | 1 | 2.05 | 9.259 | 165.83 | 1 | 4716981.1321 | 0 | 202.13 | 0.99656
27469 | 2095-03-16 | 12 | 3 | 24.1 | 24.1 | 19.007 | 1 | 2.05 | 9.259 | 113.461 | 1 | 4716981.1321 | 0 | 202.13 | 0.99656
27476 | 2095-03-23 | 13 | 3 | 24.1 | 24.1 | 19.007 | 1 | 2.05 | 9.259 | 86.022 | 1 | 4716981.1321 | 0 | 202.13 | 0.99656
27483 | 2095-03-30 | 14 | 3 | 24.1 | 24.1 | 19.007 | 1 | 2.05 | 9.259 | 71.433 | 1 | 4716981.1321 | 0 | 202.13 | 0.99656
27490 | 2095-04-06 | 15 | 4 | 24.1 | 24.1 | 19.007 | 1 | 2.05 | 9.259 | 58.837 | 1 | 4716981.1321 | 0 | 202.127 | 0.99654
27497 | 2095-04-13 | 16 | 4 | 24.1 | 24.1 | 19.007 | 1 | 2.05 | 9.259 | 48.359 | 1 | 4716981.1321 | 0 | 202.127 | 0.99654
27504 | 2095-04-20 | 17 | 4 | 24.1 | 24.1 | 19.007 | 1 | 2.05 | 9.259 | 51.636 | 1 | 4716981.1321 | 0 | 202.127 | 0.99654
27511 | 2095-04-27 | 18 | 4 | 24.1 | 24.1 | 19.007 | 1 | 2.05 | 9.259 | 39.936 | 1 | 4716981.1321 | 0 | 202.127 | 0.99654
27518 | 2095-05-04 | 19 | 5 | 25.1 | 25.1 | 20.007 | 1 | 2.05 | 9.259 | 29.203 | 1 | 4716981.1321 | 0 | 202.086 | 0.99634
27525 | 2095-05-11 | 20 | 5 | 25.1 | 25.1 | 20.007 | 1 | 2.05 | 9.259 | 27.275 | 1 | 4716981.1321 | 0 | 202.086 | 0.99634
27532 | 2095-05-18 | 21 | 5 | 25.1 | 25.1 | 20.007 | 1 | 2.05 | 9.259 | 28.906 | 1 | 4716981.1321 | 0 | 202.086 | 0.99634
27539 | 2095-05-25 | 22 | 5 | 25.1 | 25.1 | 20.007 | 1 | 2.05 | 9.259 | 23.457 | 1 | 4716981.1321 | 0 | 202.086 | 0.99634
27546 | 2095-06-01 | 23 | 6 | 25.3 | 25.3 | 20.207 | 1 | 2.05 | 9.259 | 22.533 | 1 | 4716981.1321 | 0 | 202.07 | 0.99626
27553 | 2095-06-08 | 24 | 6 | 25.3 | 25.3 | 20.207 | 1 | 2.05 | 9.259 | 14.794 | 1 | 4716981.1321 | 0 | 202.07 | 0.99626
27560 | 2095-06-15 | 25 | 6 | 25.3 | 25.391 | 20.298 | 1 | 2.05 | 9.259 | 11.467 | 1 | 4716981.1321 | 0 | 202.144 | 0.99663
27567 | 2095-06-22 | 26 | 6 | 25.3 | 25.391 | 20.298 | 1 | 2.05 | 9.259 | 9.171 | 0.9905 | 4716981.1321 | 0.016012 | 199.666 | 0.98441
27574 | 2095-06-29 | 27 | 6 | 25.3 | 25.391 | 20.298 | 1 | 2.05 | 9.259 | 9.191 | 0.99266 | 4716981.1321 | 0.012373 | 197.359 | 0.97304
27581 | 2095-07-06 | 28 | 7 | 26 | 26.091 | 20.998 | 1 | 2.05 | 9.259 | 6.88 | 0.74306 | 4716981.1321 | 0.43286 | 194.603 | 0.95945
27588 | 2095-07-13 | 29 | 7 | 26 | 26.091 | 20.998 | 1 | 2.05 | 9.259 | 6.877 | 0.74274 | 4716981.1321 | 0.43341 | 192.457 | 0.94887
27595 | 2095-07-20 | 30 | 7 | 26 | 26.091 | 20.998 | 1 | 2.05 | 9.259 | 6.891 | 0.74425 | 4716981.1321 | 0.43086 | 186.932 | 0.92163
27602 | 2095-07-27 | 31 | 7 | 26 | 26.091 | 20.998 | 1 | 2.05 | 9.259 | 6.887 | 0.74382 | 4716981.1321 | 0.43159 | 182.216 | 0.89838
27609 | 2095-08-03 | 32 | 8 | 26.4 | 26.491 | 21.398 | 1 | 2.05 | 9.259 | 6.899 | 0.74511 | 4716981.1321 | 0.4294 | 174.488 | 0.86028
27616 | 2095-08-10 | 33 | 8 | 26.4 | 26.491 | 21.398 | 1 | 2.05 | 9.259 | 6.901 | 0.74533 | 4716981.1321 | 0.42904 | 166.377 | 0.82029
27623 | 2095-08-17 | 34 | 8 | 26.4 | 26.491 | 21.398 | 1 | 2.05 | 9.259 | 6.904 | 0.74565 | 4716981.1321 | 0.42849 | 157.379 | 0.77592
27630 | 2095-08-24 | 35 | 8 | 26.4 | 26.491 | 21.398 | 1 | 2.05 | 9.259 | 6.906 | 0.74587 | 4716981.1321 | 0.42813 | 148.047 | 0.72991
27637 | 2095-08-31 | 36 | 8 | 26.4 | 26.491 | 21.398 | 1 | 2.05 | 9.259 | 6.901 | 0.74533 | 4716981.1321 | 0.42904 | 141.053 | 0.69543
27644 | 2095-09-07 | 37 | 9 | 25 | 25.091 | 19.998 | 1 | 2.05 | 9.259 | 6.865 | 0.74144 | 4716981.1321 | 0.43559 | 142.388 | 0.70201
27651 | 2095-09-14 | 38 | 9 | 25 | 25.091 | 19.998 | 1 | 2.05 | 9.259 | 6.865 | 0.74144 | 4716981.1321 | 0.43559 | 144.381 | 0.71184
27658 | 2095-09-21 | 39 | 9 | 25 | 25.091 | 19.998 | 1 | 2.05 | 9.259 | 6.875 | 0.74252 | 4716981.1321 | 0.43377 | 143.63 | 0.70814
27665 | 2095-09-28 | 40 | 9 | 25 | 25.091 | 19.998 | 1 | 2.05 | 9.259 | 6.873 | 0.7423 | 4716981.1321 | 0.43413 | 143.111 | 0.70558
27672 | 2095-10-05 | 41 | 10 | 24.3 | 24.391 | 19.298 | 1 | 2.05 | 9.259 | 6.871 | 0.74209 | 4716981.1321 | 0.4345 | 143.418 | 0.70709
27679 | 2095-10-12 | 42 | 10 | 24.3 | 24.391 | 19.298 | 1 | 2.05 | 9.259 | 6.887 | 0.74382 | 4716981.1321 | 0.43159 | 139.703 | 0.68878
27686 | 2095-10-19 | 43 | 10 | 24.3 | 24.391 | 19.298 | 1 | 2.05 | 9.259 | 6.891 | 0.74425 | 4716981.1321 | 0.43086 | 134.796 | 0.66458
27693 | 2095-10-26 | 44 | 10 | 24.3 | 24.391 | 19.298 | 1 | 2.05 | 9.259 | 6.883 | 0.74338 | 4716981.1321 | 0.43232 | 131.785 | 0.64974
27700 | 2095-11-02 | 45 | 11 | 24.7 | 24.791 | 19.698 | 1 | 2.05 | 9.259 | 6.89 | 0.74414 | 4716981.1321 | 0.43104 | 127.212 | 0.62719
27707 | 2095-11-09 | 46 | 11 | 24.7 | 24.7 | 19.607 | 1 | 2.05 | 9.259 | 6.847 | 0.7395 | 4716981.1321 | 0.43887 | 132.156 | 0.65157
27714 | 2095-11-16 | 47 | 11 | 24.7 | 24.791 | 19.698 | 1 | 2.05 | 9.259 | 6.868 | 0.74176 | 4716981.1321 | 0.43504 | 132.713 | 0.65431
27721 | 2095-11-23 | 48 | 11 | 24.7 | 24.7 | 19.607 | 1 | 2.05 | 9.259 | 20.552 | 1 | 4716981.1321 | 0 | 144.666 | 0.71324
27728 | 2095-11-30 | 49 | 11 | 24.7 | 24.7 | 19.607 | 1 | 2.05 | 9.259 | 22.695 | 1 | 4716981.1321 | 0 | 156.502 | 0.7716
27735 | 2095-12-07 | 50 | 12 | 25.5 | 25.5 | 20.407 | 1 | 2.05 | 9.259 | 9.135 | 0.98661 | 4716981.1321 | 0.022562 | 165.538 | 0.81615
27742 | 2095-12-14 | 51 | 12 | 25.5 | 25.5 | 20.407 | 1 | 2.05 | 9.259 | 18.791 | 1 | 4716981.1321 | 0 | 177.209 | 0.87369
27749 | 2095-12-21 | 52 | 12 | 25.5 | 25.5 | 20.407 | 1 | 2.05 | 9.259 | 197.529 | 1 | 4716981.1321 | 0 | 191.215 | 0.94274
27756 | 2095-12-28 | 53 | 12 | 25.5 | 25.5 | 20.407 | 1 | 2.05 | 9.259 | 85.175 | 1 | 4716981.1321 | 0 | 202.085 | 0.99634
27763 | 2096-01-04 | 1 | 1 | 24.7 | 24.7 | 19.607 | 1 | 2.05 | 9.259 | 160.131 | 1 | 4716981.1321 | 0 | 202.117 | 0.99649
27770 | 2096-01-11 | 2 | 1 | 24.7 | 24.7 | 19.607 | 1 | 2.05 | 9.259 | 135.863 | 1 | 4716981.1321 | 0 | 202.117 | 0.99649
27777 | 2096-01-18 | 3 | 1 | 24.7 | 24.7 | 19.607 | 1 | 2.05 | 9.259 | 70.214 | 1 | 4716981.1321 | 0 | 202.117 | 0.99649
27784 | 2096-01-25 | 4 | 1 | 24.7 | 24.7 | 19.607 | 1 | 2.05 | 9.259 | 53.711 | 1 | 4716981.1321 | 0 | 202.117 | 0.99649
27791 | 2096-02-01 | 5 | 2 | 24.4 | 24.4 | 19.307 | 1 | 2.05 | 9.259 | 41.555 | 1 | 4716981.1321 | 0 | 202.126 | 0.99654
27798 | 2096-02-08 | 6 | 2 | 24.4 | 24.4 | 19.307 | 1 | 2.05 | 9.259 | 122.796 | 1 | 4716981.1321 | 0 | 202.126 | 0.99654
27805 | 2096-02-15 | 7 | 2 | 24.4 | 24.4 | 19.307 | 1 | 2.05 | 9.259 | 88.191 | 1 | 4716981.1321 | 0 | 202.126 | 0.99654
27812 | 2096-02-22 | 8 | 2 | 24.4 | 24.4 | 19.307 | 1 | 2.05 | 9.259 | 141.995 | 1 | 4716981.1321 | 0 | 202.126 | 0.99654
27819 | 2096-02-29 | 9 | 2 | 24.4 | 24.1 | 19.007 | 0.9877 | 2.1144 | 9.259 | 77.334 | 1 | 4716981.1321 | 0 | 202.13 | 0.99656
27826 | 2096-03-07 | 10 | 3 | 24.1 | 24.1 | 19.007 | 1 | 2.05 | 9.259 | 68.816 | 1 | 4716981.1321 | 0 | 202.13 | 0.99656
27833 | 2096-03-14 | 11 | 3 | 24.1 | 24.1 | 19.007 | 1 | 2.05 | 9.259 | 51.898 | 1 | 4716981.1321 | 0 | 202.13 | 0.99656
27840 | 2096-03-21 | 12 | 3 | 24.1 | 24.1 | 19.007 | 1 | 2.05 | 9.259 | 71.096 | 1 | 4716981.1321 | 0 | 202.13 | 0.99656
27847 | 2096-03-28 | 13 | 3 | 24.1 | 24.1 | 19.007 | 1 | 2.05 | 9.259 | 50.359 | 1 | 4716981.1321 | 0 | 202.13 | 0.99656
27854 | 2096-04-04 | 14 | 4 | 24.1 | 24.1 | 19.007 | 1 | 2.05 | 9.259 | 34.961 | 1 | 4716981.1321 | 0 | 202.127 | 0.99654
27861 | 2096-04-11 | 15 | 4 | 24.1 | 24.1 | 19.007 | 1 | 2.05 | 9.259 | 54.973 | 1 | 4716981.1321 | 0 | 202.127 | 0.99654
27868 | 2096-04-18 | 16 | 4 | 24.1 | 24.1 | 19.007 | 1 | 2.05 | 9.259 | 46.746 | 1 | 4716981.1321 | 0 | 202.127 | 0.99654
27875 | 2096-04-25 | 17 | 4 | 24.1 | 24.1 | 19.007 | 1 | 2.05 | 9.259 | 35.839 | 1 | 4716981.1321 | 0 | 202.127 | 0.99654
27882 | 2096-05-02 | 18 | 5 | 25.1 | 25.1 | 20.007 | 1 | 2.05 | 9.259 | 22.628 | 1 | 4716981.1321 | 0 | 202.086 | 0.99634
27889 | 2096-05-09 | 19 | 5 | 25.1 | 25.1 | 20.007 | 1 | 2.05 | 9.259 | 18.561 | 1 | 4716981.1321 | 0 | 202.086 | 0.99634
27896 | 2096-05-16 | 20 | 5 | 25.1 | 25.1 | 20.007 | 1 | 2.05 | 9.259 | 19.796 | 1 | 4716981.1321 | 0 | 202.086 | 0.99634
27903 | 2096-05-23 | 21 | 5 | 25.1 | 25.1 | 20.007 | 1 | 2.05 | 9.259 | 24.947 | 1 | 4716981.1321 | 0 | 202.086 | 0.99634
27910 | 2096-05-30 | 22 | 5 | 25.1 | 25.309 | 20.216 | 1 | 2.05 | 9.259 | 11.518 | 1 | 4716981.1321 | 0 | 202.174 | 0.99678
27917 | 2096-06-06 | 23 | 6 | 25.3 | 25.498 | 20.405 | 1 | 2.05 | 9.259 | 11.016 | 1 | 4716981.1321 | 0 | 202.179 | 0.9968
27924 | 2096-06-13 | 24 | 6 | 25.3 | 25.391 | 20.298 | 1 | 2.05 | 9.259 | 9.195 | 0.99309 | 4716981.1321 | 0.011645 | 197.595 | 0.9742
27931 | 2096-06-20 | 25 | 6 | 25.3 | 25.391 | 20.298 | 1 | 2.05 | 9.259 | 6.887 | 0.74382 | 4716981.1321 | 0.43159 | 192.934 | 0.95122
27938 | 2096-06-27 | 26 | 6 | 25.3 | 25.391 | 20.298 | 1 | 2.05 | 9.259 | 6.891 | 0.74425 | 4716981.1321 | 0.43086 | 187.393 | 0.9239
27945 | 2096-07-04 | 27 | 7 | 26 | 26.091 | 20.998 | 1 | 2.05 | 9.259 | 6.877 | 0.74274 | 4716981.1321 | 0.43341 | 184.816 | 0.9112
27952 | 2096-07-11 | 28 | 7 | 26 | 26.091 | 20.998 | 1 | 2.05 | 9.259 | 6.897 | 0.7449 | 4716981.1321 | 0.42977 | 177.569 | 0.87547
27959 | 2096-07-18 | 29 | 7 | 26 | 25.597 | 20.504 | 0.9845 | 2.1316 | 9.259 | 4.591 | 0.49584 | 4716981.1321 | 0.84935 | 170.771 | 0.84195
27966 | 2096-07-25 | 30 | 7 | 26 | 25.597 | 20.504 | 0.9845 | 2.1316 | 9.259 | 4.585 | 0.49519 | 4716981.1321 | 0.85044 | 165.682 | 0.81686
27973 | 2096-08-01 | 31 | 8 | 26.4 | 25.99 | 20.897 | 0.98447 | 2.1318 | 9.259 | 4.594 | 0.49617 | 4716981.1321 | 0.8488 | 158.088 | 0.77942
27980 | 2096-08-08 | 32 | 8 | 26.4 | 26.016 | 20.923 | 0.98545 | 2.1265 | 9.259 | 4.575 | 0.49411 | 4716981.1321 | 0.85226 | 155.134 | 0.76485
27987 | 2096-08-15 | 33 | 8 | 26.4 | 26.016 | 20.923 | 0.98545 | 2.1265 | 9.259 | 4.589 | 0.49563 | 4716981.1321 | 0.84971 | 148.562 | 0.73245
27994 | 2096-08-22 | 34 | 8 | 26.4 | 26.016 | 20.923 | 0.98545 | 2.1265 | 9.259 | 4.571 | 0.49368 | 4716981.1321 | 0.85299 | 145.13 | 0.71553
28001 | 2096-08-29 | 35 | 8 | 26.4 | 26.017 | 20.924 | 0.98549 | 2.1263 | 9.259 | 5.223 | 0.5641 | 4716981.1321 | 0.73435 | 138.501 | 0.68285
28008 | 2096-09-05 | 36 | 9 | 25 | 24.766 | 19.673 | 0.99064 | 2.0988 | 9.259 | 4.594 | 0.49617 | 4716981.1321 | 0.8488 | 131.26 | 0.64715
28015 | 2096-09-12 | 37 | 9 | 25 | 24.766 | 19.673 | 0.99064 | 2.0988 | 9.259 | 4.596 | 0.49638 | 4716981.1321 | 0.84844 | 123.602 | 0.60939
28022 | 2096-09-19 | 38 | 9 | 25 | 24.766 | 19.673 | 0.99064 | 2.0988 | 9.259 | 4.597 | 0.49649 | 4716981.1321 | 0.84826 | 115.748 | 0.57067
28029 | 2096-09-26 | 39 | 9 | 25 | 24.766 | 19.673 | 0.99064 | 2.0988 | 9.259 | 4.59 | 0.49573 | 4716981.1321 | 0.84953 | 109.427 | 0.53951
28036 | 2096-10-03 | 40 | 10 | 24.3 | 24.1 | 19.007 | 0.99177 | 2.0928 | 9.259 | 4.589 | 0.49563 | 4716981.1321 | 0.84971 | 103.635 | 0.51095
28043 | 2096-10-10 | 41 | 10 | 24.3 | 24.1 | 19.007 | 0.99177 | 2.0928 | 9.259 | 4.59 | 0.49573 | 4716981.1321 | 0.84953 | 97.712 | 0.48175
28050 | 2096-10-17 | 42 | 10 | 24.3 | 23.736 | 18.643 | 0.97679 | 2.174 | 9.259 | 4.576 | 0.49422 | 4716981.1321 | 0.85208 | 92.959 | 0.45831
28057 | 2096-10-24 | 43 | 10 | 24.3 | 23.735 | 18.642 | 0.97675 | 2.1742 | 9.259 | 4.584 | 0.49509 | 4716981.1321 | 0.85062 | 88.516 | 0.43641
28064 | 2096-10-31 | 44 | 10 | 24.3 | 24.495 | 19.402 | 1 | 2.05 | 9.259 | 4.557 | 0.49217 | 4716981.1321 | 0.85553 | 90.671 | 0.44703
28071 | 2096-11-07 | 45 | 11 | 24.7 | 24.52 | 19.427 | 0.99271 | 2.0878 | 9.259 | 4.557 | 0.49217 | 4716981.1321 | 0.85553 | 92.782 | 0.45744
28078 | 2096-11-14 | 46 | 11 | 24.7 | 24.428 | 19.335 | 0.98899 | 2.1075 | 9.259 | 4.576 | 0.49422 | 4716981.1321 | 0.85208 | 105.952 | 0.52237
28085 | 2096-11-21 | 47 | 11 | 24.7 | 24.428 | 19.335 | 0.98899 | 2.1075 | 9.259 | 16.633 | 1 | 4716981.1321 | 0 | 118.577 | 0.58462
28092 | 2096-11-28 | 48 | 11 | 24.7 | 24.7 | 19.607 | 1 | 2.05 | 9.259 | 6.822 | 0.7368 | 4716981.1321 | 0.44341 | 129.794 | 0.63992
28099 | 2096-12-05 | 49 | 12 | 25.5 | 25.5 | 20.407 | 1 | 2.05 | 9.259 | 6.856 | 0.74047 | 4716981.1321 | 0.43723 | 132.089 | 0.65124
28106 | 2096-12-12 | 50 | 12 | 25.5 | 25.591 | 20.498 | 1 | 2.05 | 9.259 | 6.875 | 0.74252 | 4716981.1321 | 0.43377 | 130.462 | 0.64321
28113 | 2096-12-19 | 51 | 12 | 25.5 | 25.591 | 20.498 | 1 | 2.05 | 9.259 | 6.865 | 0.74144 | 4716981.1321 | 0.43559 | 131.177 | 0.64674
28120 | 2096-12-26 | 52 | 12 | 25.5 | 25.591 | 20.498 | 1 | 2.05 | 9.259 | 6.883 | 0.74338 | 4716981.1321 | 0.43232 | 127.59 | 0.62906
28127 | 2097-01-02 | 1 | 1 | 24.7 | 24.52 | 19.427 | 0.99271 | 2.0878 | 9.259 | 4.568 | 0.49336 | 4716981.1321 | 0.85353 | 125.979 | 0.62111
28134 | 2097-01-09 | 2 | 1 | 24.7 | 24.52 | 19.427 | 0.99271 | 2.0878 | 9.259 | 4.566 | 0.49314 | 4716981.1321 | 0.8539 | 125.028 | 0.61642
28141 | 2097-01-16 | 3 | 1 | 24.7 | 24.52 | 19.427 | 0.99271 | 2.0878 | 9.259 | 4.565 | 0.49303 | 4716981.1321 | 0.85408 | 125.057 | 0.61657
28148 | 2097-01-23 | 4 | 1 | 24.7 | 24.52 | 19.427 | 0.99271 | 2.0878 | 9.259 | 4.556 | 0.49206 | 4716981.1321 | 0.85572 | 127.076 | 0.62652
28155 | 2097-01-30 | 5 | 1 | 24.7 | 24.52 | 19.427 | 0.99271 | 2.0878 | 9.259 | 4.567 | 0.49325 | 4716981.1321 | 0.85371 | 126.412 | 0.62325
28162 | 2097-02-06 | 6 | 2 | 24.4 | 24.223 | 19.13 | 0.99275 | 2.0877 | 9.259 | 4.546 | 0.49098 | 4716981.1321 | 0.85753 | 130.868 | 0.64522
28169 | 2097-02-13 | 7 | 2 | 24.4 | 24.131 | 19.038 | 0.98898 | 2.1076 | 9.259 | 31.786 | 1 | 4716981.1321 | 0 | 144.213 | 0.71101
28176 | 2097-02-20 | 8 | 2 | 24.4 | 24.131 | 19.038 | 0.98898 | 2.1076 | 9.259 | 71.776 | 1 | 4716981.1321 | 0 | 158.147 | 0.77971
28183 | 2097-02-27 | 9 | 2 | 24.4 | 24.131 | 19.038 | 0.98898 | 2.1076 | 9.259 | 60.736 | 1 | 4716981.1321 | 0 | 170.824 | 0.84221
28190 | 2097-03-06 | 10 | 3 | 24.1 | 24.1 | 19.007 | 1 | 2.05 | 9.259 | 19.81 | 1 | 4716981.1321 | 0 | 183.027 | 0.90238
28197 | 2097-03-13 | 11 | 3 | 24.1 | 24.1 | 19.007 | 1 | 2.05 | 9.259 | 6.827 | 0.73734 | 4716981.1321 | 0.4425 | 192.831 | 0.95071
28204 | 2097-03-20 | 12 | 3 | 24.1 | 24.1 | 19.007 | 1 | 2.05 | 9.259 | 9.158 | 0.98909 | 4716981.1321 | 0.018377 | 197.527 | 0.97386
28211 | 2097-03-27 | 13 | 3 | 24.1 | 24.193 | 19.1 | 1 | 2.05 | 9.259 | 9.173 | 0.99071 | 4716981.1321 | 0.015648 | 198.963 | 0.98094
28218 | 2097-04-03 | 14 | 4 | 24.1 | 24.191 | 19.098 | 1 | 2.05 | 9.259 | 9.18 | 0.99147 | 4716981.1321 | 0.014374 | 198.594 | 0.97913
28225 | 2097-04-10 | 15 | 4 | 24.1 | 24.191 | 19.098 | 1 | 2.05 | 9.259 | 8.395 | 0.90669 | 4716981.1321 | 0.15721 | 196.388 | 0.96825
28232 | 2097-04-17 | 16 | 4 | 24.1 | 24.191 | 19.098 | 1 | 2.05 | 9.259 | 6.878 | 0.74284 | 4716981.1321 | 0.43323 | 194.452 | 0.9587
28239 | 2097-04-24 | 17 | 4 | 24.1 | 24.191 | 19.098 | 1 | 2.05 | 9.259 | 6.867 | 0.74166 | 4716981.1321 | 0.43523 | 195.114 | 0.96197
28246 | 2097-05-01 | 18 | 5 | 25.1 | 25.191 | 20.098 | 1 | 2.05 | 9.259 | 6.883 | 0.74338 | 4716981.1321 | 0.43232 | 191.719 | 0.94523
28253 | 2097-05-08 | 19 | 5 | 25.1 | 25.191 | 20.098 | 1 | 2.05 | 9.259 | 6.865 | 0.74144 | 4716981.1321 | 0.43559 | 192.575 | 0.94945
28260 | 2097-05-15 | 20 | 5 | 25.1 | 25.191 | 20.098 | 1 | 2.05 | 9.259 | 6.862 | 0.74112 | 4716981.1321 | 0.43614 | 194.17 | 0.95731
28267 | 2097-05-22 | 21 | 5 | 25.1 | 25.191 | 20.098 | 1 | 2.05 | 9.259 | 6.887 | 0.74382 | 4716981.1321 | 0.43159 | 189.845 | 0.93599
28274 | 2097-05-29 | 22 | 5 | 25.1 | 24.865 | 19.772 | 0.99064 | 2.0988 | 9.259 | 4.589 | 0.49563 | 4716981.1321 | 0.84971 | 182.912 | 0.90181
28281 | 2097-06-05 | 23 | 6 | 25.3 | 24.911 | 19.818 | 0.98462 | 2.131 | 9.259 | 4.582 | 0.49487 | 4716981.1321 | 0.85098 | 177.842 | 0.87681
28288 | 2097-06-12 | 24 | 6 | 25.3 | 24.911 | 19.818 | 0.98462 | 2.131 | 9.259 | 4.578 | 0.49444 | 4716981.1321 | 0.85171 | 173.743 | 0.8566
28295 | 2097-06-19 | 25 | 6 | 25.3 | 24.911 | 19.818 | 0.98462 | 2.131 | 9.259 | 4.568 | 0.49336 | 4716981.1321 | 0.85353 | 172.237 | 0.84918
28302 | 2097-06-26 | 26 | 6 | 25.3 | 24.819 | 19.726 | 0.98099 | 2.1508 | 9.259 | 4.526 | 0.48882 | 4716981.1321 | 0.86117 | 181.017 | 0.89247
28309 | 2097-07-03 | 27 | 7 | 26 | 26.09 | 20.997 | 1 | 2.05 | 9.259 | 6.89 | 0.74414 | 4716981.1321 | 0.43104 | 179.779 | 0.88636
28316 | 2097-07-10 | 28 | 7 | 26 | 25.597 | 20.504 | 0.9845 | 2.1316 | 9.259 | 4.579 | 0.49455 | 4716981.1321 | 0.85153 | 174.75 | 0.86157
28323 | 2097-07-17 | 29 | 7 | 26 | 25.597 | 20.504 | 0.9845 | 2.1316 | 9.259 | 4.595 | 0.49627 | 4716981.1321 | 0.84862 | 166.401 | 0.8204
28330 | 2097-07-24 | 30 | 7 | 26 | 25.597 | 20.504 | 0.9845 | 2.1316 | 9.259 | 4.59 | 0.49573 | 4716981.1321 | 0.84953 | 159.032 | 0.78407
28337 | 2097-07-31 | 31 | 7 | 26 | 25.597 | 20.504 | 0.9845 | 2.1316 | 9.259 | 4.578 | 0.49444 | 4716981.1321 | 0.85171 | 154.654 | 0.76249
28344 | 2097-08-07 | 32 | 8 | 26.4 | 26.016 | 20.923 | 0.98545 | 2.1265 | 9.259 | 4.562 | 0.49271 | 4716981.1321 | 0.85462 | 153.55 | 0.75705
28351 | 2097-08-14 | 33 | 8 | 26.4 | 26.016 | 20.923 | 0.98545 | 2.1265 | 9.259 | 4.591 | 0.49584 | 4716981.1321 | 0.84935 | 145.622 | 0.71796
28358 | 2097-08-21 | 34 | 8 | 26.4 | 26.016 | 20.923 | 0.98545 | 2.1265 | 9.259 | 4.587 | 0.49541 | 4716981.1321 | 0.85007 | 138.786 | 0.68425
28365 | 2097-08-28 | 35 | 8 | 26.4 | 26.016 | 20.923 | 0.98545 | 2.1265 | 9.259 | 4.566 | 0.49314 | 4716981.1321 | 0.8539 | 137.088 | 0.67588
28372 | 2097-09-04 | 36 | 9 | 25 | 24.766 | 19.673 | 0.99064 | 2.0988 | 9.259 | 4.586 | 0.4953 | 4716981.1321 | 0.85026 | 130.741 | 0.64459
28379 | 2097-09-11 | 37 | 9 | 25 | 24.766 | 19.673 | 0.99064 | 2.0988 | 9.259 | 4.595 | 0.49627 | 4716981.1321 | 0.84862 | 122.42 | 0.60357
28386 | 2097-09-18 | 38 | 9 | 25 | 24.766 | 19.673 | 0.99064 | 2.0988 | 9.259 | 4.594 | 0.49617 | 4716981.1321 | 0.8488 | 115.033 | 0.56715
28393 | 2097-09-25 | 39 | 9 | 25 | 24.766 | 19.673 | 0.99064 | 2.0988 | 9.259 | 4.598 | 0.4966 | 4716981.1321 | 0.84807 | 106.655 | 0.52584
28400 | 2097-10-02 | 40 | 10 | 24.3 | 24.1 | 19.007 | 0.99177 | 2.0928 | 9.259 | 4.593 | 0.49606 | 4716981.1321 | 0.84898 | 100.329 | 0.49465
28407 | 2097-10-09 | 41 | 10 | 24.3 | 24.146 | 19.053 | 0.99366 | 2.0828 | 9.259 | 4.534 | 0.48969 | 4716981.1321 | 0.85972 | 105.775 | 0.5215
28414 | 2097-10-16 | 42 | 10 | 24.3 | 24.1 | 19.007 | 0.99177 | 2.0928 | 9.259 | 4.564 | 0.49293 | 4716981.1321 | 0.85426 | 105.763 | 0.52144
28421 | 2097-10-23 | 43 | 10 | 24.3 | 24.1 | 19.007 | 0.99177 | 2.0928 | 9.259 | 4.586 | 0.4953 | 4716981.1321 | 0.85026 | 100.666 | 0.49631
28428 | 2097-10-30 | 44 | 10 | 24.3 | 24.1 | 19.007 | 0.99177 | 2.0928 | 9.259 | 4.583 | 0.49498 | 4716981.1321 | 0.8508 | 96.173 | 0.47416
28435 | 2097-11-06 | 45 | 11 | 24.7 | 24.428 | 19.335 | 0.98899 | 2.1075 | 9.259 | 4.516 | 0.48774 | 4716981.1321 | 0.86299 | 106.671 | 0.52592
28442 | 2097-11-13 | 46 | 11 | 24.7 | 24.616 | 19.523 | 0.9966 | 2.0675 | 9.259 | 4.54 | 0.49033 | 4716981.1321 | 0.85863 | 111.2 | 0.54825
28449 | 2097-11-20 | 47 | 11 | 24.7 | 24.7 | 19.607 | 1 | 2.05 | 9.259 | 35.638 | 1 | 4716981.1321 | 0 | 122.788 | 0.60538
28456 | 2097-11-27 | 48 | 11 | 24.7 | 24.7 | 19.607 | 1 | 2.05 | 9.259 | 50.738 | 1 | 4716981.1321 | 0 | 134.633 | 0.66378
28463 | 2097-12-04 | 49 | 12 | 25.5 | 25.5 | 20.407 | 1 | 2.05 | 9.259 | 35.735 | 1 | 4716981.1321 | 0 | 145.689 | 0.71829
28470 | 2097-12-11 | 50 | 12 | 25.5 | 25.5 | 20.407 | 1 | 2.05 | 9.259 | 26.206 | 1 | 4716981.1321 | 0 | 156.628 | 0.77222
28477 | 2097-12-18 | 51 | 12 | 25.5 | 25.5 | 20.407 | 1 | 2.05 | 9.259 | 39.992 | 1 | 4716981.1321 | 0 | 168.463 | 0.83057
28484 | 2097-12-25 | 52 | 12 | 25.5 | 25.5 | 20.407 | 1 | 2.05 | 9.259 | 79.679 | 1 | 4716981.1321 | 0 | 180.143 | 0.88816
28491 | 2098-01-01 | 1 | 1 | 24.7 | 24.7 | 19.607 | 1 | 2.05 | 9.259 | 196.335 | 1 | 4716981.1321 | 0 | 195.953 | 0.9661
28498 | 2098-01-08 | 2 | 1 | 24.7 | 24.7 | 19.607 | 1 | 2.05 | 9.259 | 159.271 | 1 | 4716981.1321 | 0 | 202.117 | 0.99649
28505 | 2098-01-15 | 3 | 1 | 24.7 | 24.7 | 19.607 | 1 | 2.05 | 9.259 | 144.099 | 1 | 4716981.1321 | 0 | 202.117 | 0.99649
28512 | 2098-01-22 | 4 | 1 | 24.7 | 24.7 | 19.607 | 1 | 2.05 | 9.259 | 83.82 | 1 | 4716981.1321 | 0 | 202.117 | 0.99649
28519 | 2098-01-29 | 5 | 1 | 24.7 | 24.7 | 19.607 | 1 | 2.05 | 9.259 | 54.652 | 1 | 4716981.1321 | 0 | 202.117 | 0.99649
28526 | 2098-02-05 | 6 | 2 | 24.4 | 24.4 | 19.307 | 1 | 2.05 | 9.259 | 42.318 | 1 | 4716981.1321 | 0 | 202.126 | 0.99654
28533 | 2098-02-12 | 7 | 2 | 24.4 | 24.4 | 19.307 | 1 | 2.05 | 9.259 | 33.565 | 1 | 4716981.1321 | 0 | 202.126 | 0.99654
28540 | 2098-02-19 | 8 | 2 | 24.4 | 24.4 | 19.307 | 1 | 2.05 | 9.259 | 28.07 | 1 | 4716981.1321 | 0 | 202.126 | 0.99654
28547 | 2098-02-26 | 9 | 2 | 24.4 | 24.4 | 19.307 | 1 | 2.05 | 9.259 | 34.607 | 1 | 4716981.1321 | 0 | 202.126 | 0.99654
28554 | 2098-03-05 | 10 | 3 | 24.1 | 24.1 | 19.007 | 1 | 2.05 | 9.259 | 101.751 | 1 | 4716981.1321 | 0 | 202.13 | 0.99656
28561 | 2098-03-12 | 11 | 3 | 24.1 | 24.1 | 19.007 | 1 | 2.05 | 9.259 | 54.264 | 1 | 4716981.1321 | 0 | 202.13 | 0.99656
28568 | 2098-03-19 | 12 | 3 | 24.1 | 24.1 | 19.007 | 1 | 2.05 | 9.259 | 31.733 | 1 | 4716981.1321 | 0 | 202.13 | 0.99656
28575 | 2098-03-26 | 13 | 3 | 24.1 | 24.1 | 19.007 | 1 | 2.05 | 9.259 | 37.667 | 1 | 4716981.1321 | 0 | 202.13 | 0.99656
28582 | 2098-04-02 | 14 | 4 | 24.1 | 24.1 | 19.007 | 1 | 2.05 | 9.259 | 79.258 | 1 | 4716981.1321 | 0 | 202.127 | 0.99654
28589 | 2098-04-09 | 15 | 4 | 24.1 | 24.1 | 19.007 | 1 | 2.05 | 9.259 | 175.68 | 1 | 4716981.1321 | 0 | 202.127 | 0.99654
28596 | 2098-04-16 | 16 | 4 | 24.1 | 24.1 | 19.007 | 1 | 2.05 | 9.259 | 167.54 | 1 | 4716981.1321 | 0 | 202.127 | 0.99654
28603 | 2098-04-23 | 17 | 4 | 24.1 | 24.1 | 19.007 | 1 | 2.05 | 9.259 | 114.559 | 1 | 4716981.1321 | 0 | 202.127 | 0.99654
28610 | 2098-04-30 | 18 | 4 | 24.1 | 24.1 | 19.007 | 1 | 2.05 | 9.259 | 68.997 | 1 | 4716981.1321 | 0 | 202.127 | 0.99654
28617 | 2098-05-07 | 19 | 5 | 25.1 | 25.1 | 20.007 | 1 | 2.05 | 9.259 | 45.381 | 1 | 4716981.1321 | 0 | 202.086 | 0.99634
28624 | 2098-05-14 | 20 | 5 | 25.1 | 25.1 | 20.007 | 1 | 2.05 | 9.259 | 31.881 | 1 | 4716981.1321 | 0 | 202.086 | 0.99634
28631 | 2098-05-21 | 21 | 5 | 25.1 | 25.1 | 20.007 | 1 | 2.05 | 9.259 | 24.891 | 1 | 4716981.1321 | 0 | 202.086 | 0.99634
28638 | 2098-05-28 | 22 | 5 | 25.1 | 25.1 | 20.007 | 1 | 2.05 | 9.259 | 31.861 | 1 | 4716981.1321 | 0 | 202.086 | 0.99634
28645 | 2098-06-04 | 23 | 6 | 25.3 | 25.3 | 20.207 | 1 | 2.05 | 9.259 | 26.182 | 1 | 4716981.1321 | 0 | 202.07 | 0.99626
28652 | 2098-06-11 | 24 | 6 | 25.3 | 25.3 | 20.207 | 1 | 2.05 | 9.259 | 44.589 | 1 | 4716981.1321 | 0 | 202.07 | 0.99626
28659 | 2098-06-18 | 25 | 6 | 25.3 | 25.3 | 20.207 | 1 | 2.05 | 9.259 | 19.791 | 1 | 4716981.1321 | 0 | 202.07 | 0.99626
28666 | 2098-06-25 | 26 | 6 | 25.3 | 25.3 | 20.207 | 1 | 2.05 | 9.259 | 30.576 | 1 | 4716981.1321 | 0 | 202.07 | 0.99626
28673 | 2098-07-02 | 27 | 7 | 26 | 26 | 20.907 | 1 | 2.05 | 9.259 | 12.343 | 1 | 4716981.1321 | 0 | 202.05 | 0.99616
28680 | 2098-07-09 | 28 | 7 | 26 | 26 | 20.907 | 1 | 2.05 | 9.259 | 11.463 | 1 | 4716981.1321 | 0 | 202.05 | 0.99616
28687 | 2098-07-16 | 29 | 7 | 26 | 26.091 | 20.998 | 1 | 2.05 | 9.259 | 9.143 | 0.98747 | 4716981.1321 | 0.021106 | 200.882 | 0.99041
28694 | 2098-07-23 | 30 | 7 | 26 | 26.091 | 20.998 | 1 | 2.05 | 9.259 | 9.193 | 0.99287 | 4716981.1321 | 0.012009 | 196.738 | 0.96997
28701 | 2098-07-30 | 31 | 7 | 26 | 26.091 | 20.998 | 1 | 2.05 | 9.259 | 9.185 | 0.99201 | 4716981.1321 | 0.013464 | 195.006 | 0.96144
28708 | 2098-08-06 | 32 | 8 | 26.4 | 26.491 | 21.398 | 1 | 2.05 | 9.259 | 9.202 | 0.99384 | 4716981.1321 | 0.010371 | 188.746 | 0.93057
28715 | 2098-08-13 | 33 | 8 | 26.4 | 26.491 | 21.398 | 1 | 2.05 | 9.259 | 9.205 | 0.99417 | 4716981.1321 | 0.0098253 | 181.806 | 0.89636
28722 | 2098-08-20 | 34 | 8 | 26.4 | 26.491 | 21.398 | 1 | 2.05 | 9.259 | 6.897 | 0.7449 | 4716981.1321 | 0.42977 | 174.787 | 0.86175
28729 | 2098-08-27 | 35 | 8 | 26.4 | 26.491 | 21.398 | 1 | 2.05 | 9.259 | 6.897 | 0.7449 | 4716981.1321 | 0.42977 | 167.375 | 0.82521
28736 | 2098-09-03 | 36 | 9 | 25 | 25 | 19.907 | 1 | 2.05 | 9.259 | 8.069 | 0.87148 | 4716981.1321 | 0.21652 | 169.902 | 0.83767
28743 | 2098-09-10 | 37 | 9 | 25 | 25.091 | 19.998 | 1 | 2.05 | 9.259 | 9.185 | 0.99201 | 4716981.1321 | 0.013464 | 168.26 | 0.82957
28750 | 2098-09-17 | 38 | 9 | 25 | 25.091 | 19.998 | 1 | 2.05 | 9.259 | 6.89 | 0.74414 | 4716981.1321 | 0.43104 | 163.11 | 0.80418
28757 | 2098-09-24 | 39 | 9 | 25 | 25 | 19.907 | 1 | 2.05 | 9.259 | 9.157 | 0.98898 | 4716981.1321 | 0.018559 | 168.016 | 0.82837
28764 | 2098-10-01 | 40 | 10 | 24.3 | 24.3 | 19.207 | 1 | 2.05 | 9.259 | 9.144 | 0.98758 | 4716981.1321 | 0.020924 | 176.31 | 0.86926
28771 | 2098-10-08 | 41 | 10 | 24.3 | 24.391 | 19.298 | 1 | 2.05 | 9.259 | 9.179 | 0.99136 | 4716981.1321 | 0.014556 | 176.43 | 0.86985
28778 | 2098-10-15 | 42 | 10 | 24.3 | 24.3 | 19.207 | 1 | 2.05 | 9.259 | 9.146 | 0.9878 | 4716981.1321 | 0.02056 | 184.179 | 0.90806
28785 | 2098-10-22 | 43 | 10 | 24.3 | 24.3 | 19.207 | 1 | 2.05 | 9.259 | 72.937 | 1 | 4716981.1321 | 0 | 197.308 | 0.97278
28792 | 2098-10-29 | 44 | 10 | 24.3 | 24.3 | 19.207 | 1 | 2.05 | 9.259 | 163.548 | 1 | 4716981.1321 | 0 | 202.121 | 0.99651
28799 | 2098-11-05 | 45 | 11 | 24.7 | 24.7 | 19.607 | 1 | 2.05 | 9.259 | 166.47 | 1 | 4716981.1321 | 0 | 202.124 | 0.99653
28806 | 2098-11-12 | 46 | 11 | 24.7 | 24.7 | 19.607 | 1 | 2.05 | 9.259 | 136.139 | 1 | 4716981.1321 | 0 | 202.124 | 0.99653
28813 | 2098-11-19 | 47 | 11 | 24.7 | 24.7 | 19.607 | 1 | 2.05 | 9.259 | 72.34 | 1 | 4716981.1321 | 0 | 202.124 | 0.99653
28820 | 2098-11-26 | 48 | 11 | 24.7 | 24.7 | 19.607 | 1 | 2.05 | 9.259 | 71.894 | 1 | 4716981.1321 | 0 | 202.124 | 0.99653
28827 | 2098-12-03 | 49 | 12 | 25.5 | 25.5 | 20.407 | 1 | 2.05 | 9.259 | 45.112 | 1 | 4716981.1321 | 0 | 202.085 | 0.99634
28834 | 2098-12-10 | 50 | 12 | 25.5 | 25.5 | 20.407 | 1 | 2.05 | 9.259 | 85.227 | 1 | 4716981.1321 | 0 | 202.085 | 0.99634
28841 | 2098-12-17 | 51 | 12 | 25.5 | 25.5 | 20.407 | 1 | 2.05 | 9.259 | 88.094 | 1 | 4716981.1321 | 0 | 202.085 | 0.99634
28848 | 2098-12-24 | 52 | 12 | 25.5 | 25.5 | 20.407 | 1 | 2.05 | 9.259 | 202.751 | 1 | 4716981.1321 | 0 | 202.085 | 0.99634
28855 | 2098-12-31 | 53 | 12 | 25.5 | 25.5 | 20.407 | 1 | 2.05 | 9.259 | 173.181 | 1 | 4716981.1321 | 0 | 202.085 | 0.99634
28862 | 2099-01-07 | 2 | 1 | 24.7 | 24.7 | 19.607 | 1 | 2.05 | 9.259 | 204.017 | 1 | 4716981.1321 | 0 | 202.117 | 0.99649
28869 | 2099-01-14 | 3 | 1 | 24.7 | 24.7 | 19.607 | 1 | 2.05 | 9.259 | 246.699 | 1 | 4716981.1321 | 0 | 202.117 | 0.99649
28876 | 2099-01-21 | 4 | 1 | 24.7 | 24.7 | 19.607 | 1 | 2.05 | 9.259 | 260.373 | 1 | 4716981.1321 | 0 | 202.117 | 0.99649
28883 | 2099-01-28 | 5 | 1 | 24.7 | 24.7 | 19.607 | 1 | 2.05 | 9.259 | 184.302 | 1 | 4716981.1321 | 0 | 202.117 | 0.99649
28890 | 2099-02-04 | 6 | 2 | 24.4 | 24.4 | 19.307 | 1 | 2.05 | 9.259 | 114.121 | 1 | 4716981.1321 | 0 | 202.126 | 0.99654
28897 | 2099-02-11 | 7 | 2 | 24.4 | 24.4 | 19.307 | 1 | 2.05 | 9.259 | 84.45 | 1 | 4716981.1321 | 0 | 202.126 | 0.99654
28904 | 2099-02-18 | 8 | 2 | 24.4 | 24.4 | 19.307 | 1 | 2.05 | 9.259 | 77.632 | 1 | 4716981.1321 | 0 | 202.126 | 0.99654
28911 | 2099-02-25 | 9 | 2 | 24.4 | 24.4 | 19.307 | 1 | 2.05 | 9.259 | 93.405 | 1 | 4716981.1321 | 0 | 202.126 | 0.99654
28918 | 2099-03-04 | 10 | 3 | 24.1 | 24.1 | 19.007 | 1 | 2.05 | 9.259 | 120.196 | 1 | 4716981.1321 | 0 | 202.13 | 0.99656
28925 | 2099-03-11 | 11 | 3 | 24.1 | 24.1 | 19.007 | 1 | 2.05 | 9.259 | 76.158 | 1 | 4716981.1321 | 0 | 202.13 | 0.99656
28932 | 2099-03-18 | 12 | 3 | 24.1 | 24.1 | 19.007 | 1 | 2.05 | 9.259 | 57.644 | 1 | 4716981.1321 | 0 | 202.13 | 0.99656
28939 | 2099-03-25 | 13 | 3 | 24.1 | 24.1 | 19.007 | 1 | 2.05 | 9.259 | 51.287 | 1 | 4716981.1321 | 0 | 202.13 | 0.99656
28946 | 2099-04-01 | 14 | 4 | 24.1 | 24.1 | 19.007 | 1 | 2.05 | 9.259 | 42.992 | 1 | 4716981.1321 | 0 | 202.127 | 0.99654
28953 | 2099-04-08 | 15 | 4 | 24.1 | 24.1 | 19.007 | 1 | 2.05 | 9.259 | 39.023 | 1 | 4716981.1321 | 0 | 202.127 | 0.99654
28960 | 2099-04-15 | 16 | 4 | 24.1 | 24.1 | 19.007 | 1 | 2.05 | 9.259 | 46.85 | 1 | 4716981.1321 | 0 | 202.127 | 0.99654
28967 | 2099-04-22 | 17 | 4 | 24.1 | 24.1 | 19.007 | 1 | 2.05 | 9.259 | 77.467 | 1 | 4716981.1321 | 0 | 202.127 | 0.99654
28974 | 2099-04-29 | 18 | 4 | 24.1 | 24.1 | 19.007 | 1 | 2.05 | 9.259 | 42.125 | 1 | 4716981.1321 | 0 | 202.127 | 0.99654
28981 | 2099-05-06 | 19 | 5 | 25.1 | 25.1 | 20.007 | 1 | 2.05 | 9.259 | 41.227 | 1 | 4716981.1321 | 0 | 202.086 | 0.99634
28988 | 2099-05-13 | 20 | 5 | 25.1 | 25.1 | 20.007 | 1 | 2.05 | 9.259 | 41.848 | 1 | 4716981.1321 | 0 | 202.086 | 0.99634
28995 | 2099-05-20 | 21 | 5 | 25.1 | 25.1 | 20.007 | 1 | 2.05 | 9.259 | 32.767 | 1 | 4716981.1321 | 0 | 202.086 | 0.99634
29002 | 2099-05-27 | 22 | 5 | 25.1 | 25.1 | 20.007 | 1 | 2.05 | 9.259 | 42.452 | 1 | 4716981.1321 | 0 | 202.086 | 0.99634
29009 | 2099-06-03 | 23 | 6 | 25.3 | 25.3 | 20.207 | 1 | 2.05 | 9.259 | 63.505 | 1 | 4716981.1321 | 0 | 202.07 | 0.99626
29016 | 2099-06-10 | 24 | 6 | 25.3 | 25.3 | 20.207 | 1 | 2.05 | 9.259 | 25.513 | 1 | 4716981.1321 | 0 | 202.07 | 0.99626
29023 | 2099-06-17 | 25 | 6 | 25.3 | 25.3 | 20.207 | 1 | 2.05 | 9.259 | 14.53 | 1 | 4716981.1321 | 0 | 202.07 | 0.99626
29030 | 2099-06-24 | 26 | 6 | 25.3 | 25.3 | 20.207 | 1 | 2.05 | 9.259 | 20.547 | 1 | 4716981.1321 | 0 | 202.07 | 0.99626
29037 | 2099-07-01 | 27 | 7 | 26 | 26 | 20.907 | 1 | 2.05 | 9.259 | 22.425 | 1 | 4716981.1321 | 0 | 202.05 | 0.99616
29044 | 2099-07-08 | 28 | 7 | 26 | 26.091 | 20.998 | 1 | 2.05 | 9.259 | 9.777 | 1 | 4716981.1321 | 0 | 202.124 | 0.99653
29051 | 2099-07-15 | 29 | 7 | 26 | 26.091 | 20.998 | 1 | 2.05 | 9.259 | 9.189 | 0.99244 | 4716981.1321 | 0.012737 | 198.672 | 0.97951
29058 | 2099-07-22 | 30 | 7 | 26 | 26.091 | 20.998 | 1 | 2.05 | 9.259 | 9.2 | 0.99363 | 4716981.1321 | 0.010735 | 192.946 | 0.95128
29065 | 2099-07-29 | 31 | 7 | 26 | 26.091 | 20.998 | 1 | 2.05 | 9.259 | 6.89 | 0.74414 | 4716981.1321 | 0.43104 | 187.724 | 0.92553
29072 | 2099-08-05 | 32 | 8 | 26.4 | 26.4 | 21.307 | 1 | 2.05 | 9.259 | 11.792 | 1 | 4716981.1321 | 0 | 199.976 | 0.98594
29079 | 2099-08-12 | 33 | 8 | 26.4 | 26.4 | 21.307 | 1 | 2.05 | 9.259 | 18.191 | 1 | 4716981.1321 | 0 | 202.043 | 0.99613
29086 | 2099-08-19 | 34 | 8 | 26.4 | 26.4 | 21.307 | 1 | 2.05 | 9.259 | 12.503 | 1 | 4716981.1321 | 0 | 202.043 | 0.99613
29093 | 2099-08-26 | 35 | 8 | 26.4 | 26.491 | 21.398 | 1 | 2.05 | 9.259 | 9.188 | 0.99233 | 4716981.1321 | 0.012919 | 199.063 | 0.98144
29100 | 2099-09-02 | 36 | 9 | 25 | 25.091 | 19.998 | 1 | 2.05 | 9.259 | 9.195 | 0.99309 | 4716981.1321 | 0.011645 | 195.11 | 0.96195
29107 | 2099-09-09 | 37 | 9 | 25 | 25.091 | 19.998 | 1 | 2.05 | 9.259 | 9.2 | 0.99363 | 4716981.1321 | 0.010735 | 189.939 | 0.93645
29114 | 2099-09-16 | 38 | 9 | 25 | 25 | 19.907 | 1 | 2.05 | 9.259 | 9.127 | 0.98574 | 4716981.1321 | 0.024018 | 201.961 | 0.99573
29121 | 2099-09-23 | 39 | 9 | 25 | 25 | 19.907 | 1 | 2.05 | 9.259 | 73.604 | 1 | 4716981.1321 | 0 | 202.09 | 0.99636
29128 | 2099-09-30 | 40 | 9 | 25 | 25 | 19.907 | 1 | 2.05 | 9.259 | 45.694 | 1 | 4716981.1321 | 0 | 202.09 | 0.99636
29135 | 2099-10-07 | 41 | 10 | 24.3 | 24.3 | 19.207 | 1 | 2.05 | 9.259 | 22.287 | 1 | 4716981.1321 | 0 | 202.121 | 0.99651
29142 | 2099-10-14 | 42 | 10 | 24.3 | 24.3 | 19.207 | 1 | 2.05 | 9.259 | 14.703 | 1 | 4716981.1321 | 0 | 202.121 | 0.99651
29149 | 2099-10-21 | 43 | 10 | 24.3 | 24.3 | 19.207 | 1 | 2.05 | 9.259 | 75.883 | 1 | 4716981.1321 | 0 | 202.121 | 0.99651
29156 | 2099-10-28 | 44 | 10 | 24.3 | 24.3 | 19.207 | 1 | 2.05 | 9.259 | 36.586 | 1 | 4716981.1321 | 0 | 202.121 | 0.99651
29163 | 2099-11-04 | 45 | 11 | 24.7 | 24.7 | 19.607 | 1 | 2.05 | 9.259 | 42.455 | 1 | 4716981.1321 | 0 | 202.124 | 0.99653
29170 | 2099-11-11 | 46 | 11 | 24.7 | 24.7 | 19.607 | 1 | 2.05 | 9.259 | 29.088 | 1 | 4716981.1321 | 0 | 202.124 | 0.99653
29177 | 2099-11-18 | 47 | 11 | 24.7 | 24.7 | 19.607 | 1 | 2.05 | 9.259 | 25.421 | 1 | 4716981.1321 | 0 | 202.124 | 0.99653
29184 | 2099-11-25 | 48 | 11 | 24.7 | 24.7 | 19.607 | 1 | 2.05 | 9.259 | 40.748 | 1 | 4716981.1321 | 0 | 202.124 | 0.99653
29191 | 2099-12-02 | 49 | 12 | 25.5 | 25.5 | 20.407 | 1 | 2.05 | 9.259 | 35.032 | 1 | 4716981.1321 | 0 | 202.085 | 0.99634
29198 | 2099-12-09 | 50 | 12 | 25.5 | 25.5 | 20.407 | 1 | 2.05 | 9.259 | 93.756 | 1 | 4716981.1321 | 0 | 202.085 | 0.99634
29205 | 2099-12-16 | 51 | 12 | 25.5 | 25.5 | 20.407 | 1 | 2.05 | 9.259 | 77.898 | 1 | 4716981.1321 | 0 | 202.085 | 0.99634
29212 | 2099-12-23 | 52 | 12 | 25.5 | 25.5 | 20.407 | 1 | 2.05 | 9.259 | 257.831 | 1 | 4716981.1321 | 0 | 202.085 | 0.99634
29219 | 2099-12-30 | 53 | 12 | 25.5 | 25.5 | 20.407 | 1 | 2.05 | 9.259 | 197.326 | 1 | 4716981.1321 | 0 | 202.085 | 0.99634
29226 | 2100-01-06 | 2 | 1 | 24.7 | 24.7 | 19.607 | 1 | 2.05 | 9.259 | 120.387 | 1 | 4716981.1321 | 0 | 202.117 | 0.99649
29233 | 2100-01-13 | 3 | 1 | 24.7 | 24.7 | 19.607 | 1 | 2.05 | 9.259 | 88.1 | 1 | 4716981.1321 | 0 | 202.117 | 0.99649
29240 | 2100-01-20 | 4 | 1 | 24.7 | 24.7 | 19.607 | 1 | 2.05 | 9.259 | 61.69 | 1 | 4716981.1321 | 0 | 202.117 | 0.99649
29247 | 2100-01-27 | 5 | 1 | 24.7 | 24.7 | 19.607 | 1 | 2.05 | 9.259 | 56.625 | 1 | 4716981.1321 | 0 | 202.117 | 0.99649
29254 | 2100-02-03 | 6 | 2 | 24.4 | 24.4 | 19.307 | 1 | 2.05 | 9.259 | 77.884 | 1 | 4716981.1321 | 0 | 202.126 | 0.99654
29261 | 2100-02-10 | 7 | 2 | 24.4 | 24.4 | 19.307 | 1 | 2.05 | 9.259 | 83.16 | 1 | 4716981.1321 | 0 | 202.126 | 0.99654
29268 | 2100-02-17 | 8 | 2 | 24.4 | 24.4 | 19.307 | 1 | 2.05 | 9.259 | 62.008 | 1 | 4716981.1321 | 0 | 202.126 | 0.99654
29275 | 2100-02-24 | 9 | 2 | 24.4 | 24.4 | 19.307 | 1 | 2.05 | 9.259 | 140.599 | 1 | 4716981.1321 | 0 | 202.126 | 0.99654
29282 | 2100-03-03 | 10 | 3 | 24.1 | 24.1 | 19.007 | 1 | 2.05 | 9.259 | 145.226 | 1 | 4716981.1321 | 0 | 202.13 | 0.99656
29289 | 2100-03-10 | 11 | 3 | 24.1 | 24.1 | 19.007 | 1 | 2.05 | 9.259 | 68.466 | 1 | 4716981.1321 | 0 | 202.13 | 0.99656
29296 | 2100-03-17 | 12 | 3 | 24.1 | 24.1 | 19.007 | 1 | 2.05 | 9.259 | 50.464 | 1 | 4716981.1321 | 0 | 202.13 | 0.99656
29303 | 2100-03-24 | 13 | 3 | 24.1 | 24.1 | 19.007 | 1 | 2.05 | 9.259 | 43.915 | 1 | 4716981.1321 | 0 | 202.13 | 0.99656
29310 | 2100-03-31 | 14 | 3 | 24.1 | 24.1 | 19.007 | 1 | 2.05 | 9.259 | 108.062 | 1 | 4716981.1321 | 0 | 202.13 | 0.99656
29317 | 2100-04-07 | 15 | 4 | 24.1 | 24.1 | 19.007 | 1 | 2.05 | 9.259 | 122.147 | 1 | 4716981.1321 | 0 | 202.127 | 0.99654
29324 | 2100-04-14 | 16 | 4 | 24.1 | 24.1 | 19.007 | 1 | 2.05 | 9.259 | 215.774 | 1 | 4716981.1321 | 0 | 202.127 | 0.99654
29331 | 2100-04-21 | 17 | 4 | 24.1 | 24.1 | 19.007 | 1 | 2.05 | 9.259 | 201.537 | 1 | 4716981.1321 | 0 | 202.127 | 0.99654
29338 | 2100-04-28 | 18 | 4 | 24.1 | 24.1 | 19.007 | 1 | 2.05 | 9.259 | 146.472 | 1 | 4716981.1321 | 0 | 202.127 | 0.99654
29345 | 2100-05-05 | 19 | 5 | 25.1 | 25.1 | 20.007 | 1 | 2.05 | 9.259 | 82.338 | 1 | 4716981.1321 | 0 | 202.086 | 0.99634
29352 | 2100-05-12 | 20 | 5 | 25.1 | 25.1 | 20.007 | 1 | 2.05 | 9.259 | 60.802 | 1 | 4716981.1321 | 0 | 202.086 | 0.99634
29359 | 2100-05-19 | 21 | 5 | 25.1 | 25.1 | 20.007 | 1 | 2.05 | 9.259 | 55.776 | 1 | 4716981.1321 | 0 | 202.086 | 0.99634
29366 | 2100-05-26 | 22 | 5 | 25.1 | 25.1 | 20.007 | 1 | 2.05 | 9.259 | 142.932 | 1 | 4716981.1321 | 0 | 202.086 | 0.99634
29373 | 2100-06-02 | 23 | 6 | 25.3 | 25.3 | 20.207 | 1 | 2.05 | 9.259 | 62.022 | 1 | 4716981.1321 | 0 | 202.07 | 0.99626
29380 | 2100-06-09 | 24 | 6 | 25.3 | 25.3 | 20.207 | 1 | 2.05 | 9.259 | 38.66 | 1 | 4716981.1321 | 0 | 202.07 | 0.99626
29387 | 2100-06-16 | 25 | 6 | 25.3 | 25.3 | 20.207 | 1 | 2.05 | 9.259 | 26.827 | 1 | 4716981.1321 | 0 | 202.07 | 0.99626
29394 | 2100-06-23 | 26 | 6 | 25.3 | 25.3 | 20.207 | 1 | 2.05 | 9.259 | 24.117 | 1 | 4716981.1321 | 0 | 202.07 | 0.99626
29401 | 2100-06-30 | 27 | 6 | 25.3 | 25.3 | 20.207 | 1 | 2.05 | 9.259 | 30.891 | 1 | 4716981.1321 | 0 | 202.07 | 0.99626
29408 | 2100-07-07 | 28 | 7 | 26 | 26 | 20.907 | 1 | 2.05 | 9.259 | 37.638 | 1 | 4716981.1321 | 0 | 202.05 | 0.99616
29415 | 2100-07-14 | 29 | 7 | 26 | 26 | 20.907 | 1 | 2.05 | 9.259 | 19.69 | 1 | 4716981.1321 | 0 | 202.05 | 0.99616
29422 | 2100-07-21 | 30 | 7 | 26 | 26.12 | 21.027 | 1 | 2.05 | 9.259 | 11.475 | 1 | 4716981.1321 | 0 | 202.128 | 0.99655
29429 | 2100-07-28 | 31 | 7 | 26 | 26.094 | 21.001 | 1 | 2.05 | 9.259 | 11.339 | 1 | 4716981.1321 | 0 | 202.123 | 0.99652
29436 | 2100-08-04 | 32 | 8 | 26.4 | 26.491 | 21.398 | 1 | 2.05 | 9.259 | 10.013 | 1 | 4716981.1321 | 0 | 202.118 | 0.9965
29443 | 2100-08-11 | 33 | 8 | 26.4 | 26.491 | 21.398 | 1 | 2.05 | 9.259 | 9.135 | 0.98661 | 4716981.1321 | 0.022562 | 200.317 | 0.98762
29450 | 2100-08-18 | 34 | 8 | 26.4 | 26.491 | 21.398 | 1 | 2.05 | 9.259 | 9.177 | 0.99114 | 4716981.1321 | 0.01492 | 200.373 | 0.9879
29457 | 2100-08-25 | 35 | 8 | 26.4 | 26.491 | 21.398 | 1 | 2.05 | 9.259 | 9.183 | 0.99179 | 4716981.1321 | 0.013828 | 198.811 | 0.9802
29464 | 2100-09-01 | 36 | 9 | 25 | 25.091 | 19.998 | 1 | 2.05 | 9.259 | 9.187 | 0.99222 | 4716981.1321 | 0.0131 | 197.562 | 0.97404
29471 | 2100-09-08 | 37 | 9 | 25 | 25.091 | 19.998 | 1 | 2.05 | 9.259 | 9.19 | 0.99255 | 4716981.1321 | 0.012555 | 195.171 | 0.96225
29478 | 2100-09-15 | 38 | 9 | 25 | 25 | 19.907 | 1 | 2.05 | 9.259 | 25.518 | 1 | 4716981.1321 | 0 | 202.09 | 0.99636
29485 | 2100-09-22 | 39 | 9 | 25 | 25 | 19.907 | 1 | 2.05 | 9.259 | 34.278 | 1 | 4716981.1321 | 0 | 202.09 | 0.99636
29492 | 2100-09-29 | 40 | 9 | 25 | 25 | 19.907 | 1 | 2.05 | 9.259 | 36.231 | 1 | 4716981.1321 | 0 | 202.09 | 0.99636
29499 | 2100-10-06 | 41 | 10 | 24.3 | 24.3 | 19.207 | 1 | 2.05 | 9.259 | 72.099 | 1 | 4716981.1321 | 0 | 202.121 | 0.99651
29506 | 2100-10-13 | 42 | 10 | 24.3 | 24.3 | 19.207 | 1 | 2.05 | 9.259 | 75.012 | 1 | 4716981.1321 | 0 | 202.121 | 0.99651
29513 | 2100-10-20 | 43 | 10 | 24.3 | 24.3 | 19.207 | 1 | 2.05 | 9.259 | 85.51 | 1 | 4716981.1321 | 0 | 202.121 | 0.99651
29520 | 2100-10-27 | 44 | 10 | 24.3 | 24.3 | 19.207 | 1 | 2.05 | 9.259 | 198.994 | 1 | 4716981.1321 | 0 | 202.121 | 0.99651
29527 | 2100-11-03 | 45 | 11 | 24.7 | 24.7 | 19.607 | 1 | 2.05 | 9.259 | 353.935 | 1 | 4716981.1321 | 0 | 202.124 | 0.99653
29534 | 2100-11-10 | 46 | 11 | 24.7 | 24.7 | 19.607 | 1 | 2.05 | 9.259 | 291.711 | 1 | 4716981.1321 | 0 | 202.124 | 0.99653
29541 | 2100-11-17 | 47 | 11 | 24.7 | 24.7 | 19.607 | 1 | 2.05 | 9.259 | 189.771 | 1 | 4716981.1321 | 0 | 202.124 | 0.99653
29548 | 2100-11-24 | 48 | 11 | 24.7 | 24.7 | 19.607 | 1 | 2.05 | 9.259 | 210.311 | 1 | 4716981.1321 | 0 | 202.124 | 0.99653
29555 | 2100-12-01 | 49 | 12 | 25.5 | 25.5 | 20.407 | 1 | 2.05 | 9.259 | 268.5 | 1 | 4716981.1321 | 0 | 202.085 | 0.99634
29562 | 2100-12-08 | 50 | 12 | 25.5 | 25.5 | 20.407 | 1 | 2.05 | 9.259 | 372.505 | 1 | 4716981.1321 | 0 | 202.085 | 0.99634
29569 | 2100-12-15 | 51 | 12 | 25.5 | 25.5 | 20.407 | 1 | 2.05 | 9.259 | 358.617 | 1 | 4716981.1321 | 0 | 202.085 | 0.99634
29576 | 2100-12-22 | 52 | 12 | 25.5 | 25.5 | 20.407 | 1 | 2.05 | 9.259 | 230.875 | 1 | 4716981.1321 | 0 | 202.085 | 0.99634
29583 | 2100-12-29 | 53 | 12 | 25.5 | 25.5 | 20.407 | 1 | 2.05 | 9.259 | 202.635 | 1 | 4716981.1321 | 0 | 202.085 | 0.99634
29590 | 2101-01-05 | 2 | 1 | 24.7 | 24.7 | 19.607 | 1 | 2.05 | 9.259 | 283.021 | 1 | 4716981.1321 | 0 | 202.117 | 0.99649
29597 | 2101-01-12 | 3 | 1 | 24.7 | 24.7 | 19.607 | 1 | 2.05 | 9.259 | 140.963 | 1 | 4716981.1321 | 0 | 202.117 | 0.99649
29604 | 2101-01-19 | 4 | 1 | 24.7 | 24.7 | 19.607 | 1 | 2.05 | 9.259 | 154.323 | 1 | 4716981.1321 | 0 | 202.117 | 0.99649
29611 | 2101-01-26 | 5 | 1 | 24.7 | 24.7 | 19.607 | 1 | 2.05 | 9.259 | 261.683 | 1 | 4716981.1321 | 0 | 202.117 | 0.99649
29618 | 2101-02-02 | 6 | 2 | 24.4 | 24.4 | 19.307 | 1 | 2.05 | 9.259 | 266.72 | 1 | 4716981.1321 | 0 | 202.126 | 0.99654
29625 | 2101-02-09 | 7 | 2 | 24.4 | 24.4 | 19.307 | 1 | 2.05 | 9.259 | 343.784 | 1 | 4716981.1321 | 0 | 202.126 | 0.99654
29632 | 2101-02-16 | 8 | 2 | 24.4 | 24.4 | 19.307 | 1 | 2.05 | 9.259 | 247.804 | 1 | 4716981.1321 | 0 | 202.126 | 0.99654
29639 | 2101-02-23 | 9 | 2 | 24.4 | 24.4 | 19.307 | 1 | 2.05 | 9.259 | 157.813 | 1 | 4716981.1321 | 0 | 202.126 | 0.99654
29646 | 2101-03-02 | 10 | 3 | 24.1 | 24.1 | 19.007 | 1 | 2.05 | 9.259 | 142.293 | 1 | 4716981.1321 | 0 | 202.13 | 0.99656
29653 | 2101-03-09 | 11 | 3 | 24.1 | 24.1 | 19.007 | 1 | 2.05 | 9.259 | 173.558 | 1 | 4716981.1321 | 0 | 202.13 | 0.99656
29660 | 2101-03-16 | 12 | 3 | 24.1 | 24.1 | 19.007 | 1 | 2.05 | 9.259 | 222.758 | 1 | 4716981.1321 | 0 | 202.13 | 0.99656
29667 | 2101-03-23 | 13 | 3 | 24.1 | 24.1 | 19.007 | 1 | 2.05 | 9.259 | 305.618 | 1 | 4716981.1321 | 0 | 202.13 | 0.99656
29674 | 2101-03-30 | 14 | 3 | 24.1 | 24.1 | 19.007 | 1 | 2.05 | 9.259 | 221.358 | 1 | 4716981.1321 | 0 | 202.13 | 0.99656
29681 | 2101-04-06 | 15 | 4 | 24.1 | 24.1 | 19.007 | 1 | 2.05 | 9.259 | 256.708 | 1 | 4716981.1321 | 0 | 202.127 | 0.99654
29688 | 2101-04-13 | 16 | 4 | 24.1 | 24.1 | 19.007 | 1 | 2.05 | 9.259 | 168.835 | 1 | 4716981.1321 | 0 | 202.127 | 0.99654
29695 | 2101-04-20 | 17 | 4 | 24.1 | 24.1 | 19.007 | 1 | 2.05 | 9.259 | 139.341 | 1 | 4716981.1321 | 0 | 202.127 | 0.99654
29702 | 2101-04-27 | 18 | 4 | 24.1 | 24.1 | 19.007 | 1 | 2.05 | 9.259 | 164.944 | 1 | 4716981.1321 | 0 | 202.127 | 0.99654
29709 | 2101-05-04 | 19 | 5 | 25.1 | 25.1 | 20.007 | 1 | 2.05 | 9.259 | 108.85 | 1 | 4716981.1321 | 0 | 202.086 | 0.99634
29716 | 2101-05-11 | 20 | 5 | 25.1 | 25.1 | 20.007 | 1 | 2.05 | 9.259 | 95.49 | 1 | 4716981.1321 | 0 | 202.086 | 0.99634
29723 | 2101-05-18 | 21 | 5 | 25.1 | 25.1 | 20.007 | 1 | 2.05 | 9.259 | 112.752 | 1 | 4716981.1321 | 0 | 202.086 | 0.99634
29730 | 2101-05-25 | 22 | 5 | 25.1 | 25.1 | 20.007 | 1 | 2.05 | 9.259 | 64.447 | 1 | 4716981.1321 | 0 | 202.086 | 0.99634
29737 | 2101-06-01 | 23 | 6 | 25.3 | 25.3 | 20.207 | 1 | 2.05 | 9.259 | 51.948 | 1 | 4716981.1321 | 0 | 202.07 | 0.99626
29744 | 2101-06-08 | 24 | 6 | 25.3 | 25.3 | 20.207 | 1 | 2.05 | 9.259 | 43.301 | 1 | 4716981.1321 | 0 | 202.07 | 0.99626
29751 | 2101-06-15 | 25 | 6 | 25.3 | 25.3 | 20.207 | 1 | 2.05 | 9.259 | 52.384 | 1 | 4716981.1321 | 0 | 202.07 | 0.99626
29758 | 2101-06-22 | 26 | 6 | 25.3 | 25.3 | 20.207 | 1 | 2.05 | 9.259 | 32.934 | 1 | 4716981.1321 | 0 | 202.07 | 0.99626
29765 | 2101-06-29 | 27 | 6 | 25.3 | 25.3 | 20.207 | 1 | 2.05 | 9.259 | 25.825 | 1 | 4716981.1321 | 0 | 202.07 | 0.99626
29772 | 2101-07-06 | 28 | 7 | 26 | 26 | 20.907 | 1 | 2.05 | 9.259 | 36.781 | 1 | 4716981.1321 | 0 | 202.05 | 0.99616
29779 | 2101-07-13 | 29 | 7 | 26 | 26 | 20.907 | 1 | 2.05 | 9.259 | 30.344 | 1 | 4716981.1321 | 0 | 202.05 | 0.99616
29786 | 2101-07-20 | 30 | 7 | 26 | 26 | 20.907 | 1 | 2.05 | 9.259 | 26.597 | 1 | 4716981.1321 | 0 | 202.05 | 0.99616
29793 | 2101-07-27 | 31 | 7 | 26 | 26 | 20.907 | 1 | 2.05 | 9.259 | 13.889 | 1 | 4716981.1321 | 0 | 202.05 | 0.99616
29800 | 2101-08-03 | 32 | 8 | 26.4 | 26.4 | 21.307 | 1 | 2.05 | 9.259 | 22.525 | 1 | 4716981.1321 | 0 | 202.043 | 0.99613
29807 | 2101-08-10 | 33 | 8 | 26.4 | 26.4 | 21.307 | 1 | 2.05 | 9.259 | 36.387 | 1 | 4716981.1321 | 0 | 202.043 | 0.99613
29814 | 2101-08-17 | 34 | 8 | 26.4 | 26.4 | 21.307 | 1 | 2.05 | 9.259 | 24.39 | 1 | 4716981.1321 | 0 | 202.043 | 0.99613
29821 | 2101-08-24 | 35 | 8 | 26.4 | 26.4 | 21.307 | 1 | 2.05 | 9.259 | 15.169 | 1 | 4716981.1321 | 0 | 202.043 | 0.99613
29828 | 2101-08-31 | 36 | 8 | 26.4 | 26.4 | 21.307 | 1 | 2.05 | 9.259 | 19.817 | 1 | 4716981.1321 | 0 | 202.043 | 0.99613
29835 | 2101-09-07 | 37 | 9 | 25 | 25.126 | 20.033 | 1 | 2.05 | 9.259 | 13.784 | 1 | 4716981.1321 | 0 | 202.169 | 0.99675
29842 | 2101-09-14 | 38 | 9 | 25 | 25.21 | 20.117 | 1 | 2.05 | 9.259 | 14.318 | 1 | 4716981.1321 | 0 | 202.178 | 0.9968
29849 | 2101-09-21 | 39 | 9 | 25 | 25 | 19.907 | 1 | 2.05 | 9.259 | 14.486 | 1 | 4716981.1321 | 0 | 202.09 | 0.99636
29856 | 2101-09-28 | 40 | 9 | 25 | 25 | 19.907 | 1 | 2.05 | 9.259 | 35.251 | 1 | 4716981.1321 | 0 | 202.09 | 0.99636
29863 | 2101-10-05 | 41 | 10 | 24.3 | 24.3 | 19.207 | 1 | 2.05 | 9.259 | 67.179 | 1 | 4716981.1321 | 0 | 202.121 | 0.99651
29870 | 2101-10-12 | 42 | 10 | 24.3 | 24.3 | 19.207 | 1 | 2.05 | 9.259 | 32.486 | 1 | 4716981.1321 | 0 | 202.121 | 0.99651
29877 | 2101-10-19 | 43 | 10 | 24.3 | 24.3 | 19.207 | 1 | 2.05 | 9.259 | 76.924 | 1 | 4716981.1321 | 0 | 202.121 | 0.99651
29884 | 2101-10-26 | 44 | 10 | 24.3 | 24.3 | 19.207 | 1 | 2.05 | 9.259 | 96.322 | 1 | 4716981.1321 | 0 | 202.121 | 0.99651
29891 | 2101-11-02 | 45 | 11 | 24.7 | 24.7 | 19.607 | 1 | 2.05 | 9.259 | 38.539 | 1 | 4716981.1321 | 0 | 202.124 | 0.99653
29898 | 2101-11-09 | 46 | 11 | 24.7 | 24.7 | 19.607 | 1 | 2.05 | 9.259 | 44.617 | 1 | 4716981.1321 | 0 | 202.124 | 0.99653
29905 | 2101-11-16 | 47 | 11 | 24.7 | 24.7 | 19.607 | 1 | 2.05 | 9.259 | 29.934 | 1 | 4716981.1321 | 0 | 202.124 | 0.99653
29912 | 2101-11-23 | 48 | 11 | 24.7 | 24.7 | 19.607 | 1 | 2.05 | 9.259 | 30.475 | 1 | 4716981.1321 | 0 | 202.124 | 0.99653
29919 | 2101-11-30 | 49 | 11 | 24.7 | 24.7 | 19.607 | 1 | 2.05 | 9.259 | 89.701 | 1 | 4716981.1321 | 0 | 202.124 | 0.99653
29926 | 2101-12-07 | 50 | 12 | 25.5 | 25.5 | 20.407 | 1 | 2.05 | 9.259 | 78.328 | 1 | 4716981.1321 | 0 | 202.085 | 0.99634
29933 | 2101-12-14 | 51 | 12 | 25.5 | 25.5 | 20.407 | 1 | 2.05 | 9.259 | 39.922 | 1 | 4716981.1321 | 0 | 202.085 | 0.99634
29940 | 2101-12-21 | 52 | 12 | 25.5 | 25.5 | 20.407 | 1 | 2.05 | 9.259 | 33.311 | 1 | 4716981.1321 | 0 | 202.085 | 0.99634
29947 | 2101-12-28 | 53 | 12 | 25.5 | 25.5 | 20.407 | 1 | 2.05 | 9.259 | 30.834 | 1 | 4716981.1321 | 0 | 202.085 | 0.99634
29954 | 2102-01-04 | 1 | 1 | 24.7 | 24.7 | 19.607 | 1 | 2.05 | 9.259 | 23.192 | 1 | 4716981.1321 | 0 | 202.117 | 0.99649
29961 | 2102-01-11 | 2 | 1 | 24.7 | 24.7 | 19.607 | 1 | 2.05 | 9.259 | 38.381 | 1 | 4716981.1321 | 0 | 202.117 | 0.99649
29968 | 2102-01-18 | 3 | 1 | 24.7 | 24.7 | 19.607 | 1 | 2.05 | 9.259 | 54.585 | 1 | 4716981.1321 | 0 | 202.117 | 0.99649
29975 | 2102-01-25 | 4 | 1 | 24.7 | 24.7 | 19.607 | 1 | 2.05 | 9.259 | 186.913 | 1 | 4716981.1321 | 0 | 202.117 | 0.99649
29982 | 2102-02-01 | 5 | 2 | 24.4 | 24.4 | 19.307 | 1 | 2.05 | 9.259 | 224.569 | 1 | 4716981.1321 | 0 | 202.126 | 0.99654
29989 | 2102-02-08 | 6 | 2 | 24.4 | 24.4 | 19.307 | 1 | 2.05 | 9.259 | 191.433 | 1 | 4716981.1321 | 0 | 202.126 | 0.99654
29996 | 2102-02-15 | 7 | 2 | 24.4 | 24.4 | 19.307 | 1 | 2.05 | 9.259 | 134.651 | 1 | 4716981.1321 | 0 | 202.126 | 0.99654
30003 | 2102-02-22 | 8 | 2 | 24.4 | 24.4 | 19.307 | 1 | 2.05 | 9.259 | 155.034 | 1 | 4716981.1321 | 0 | 202.126 | 0.99654
30010 | 2102-03-01 | 9 | 3 | 24.1 | 24.1 | 19.007 | 1 | 2.05 | 9.259 | 144.519 | 1 | 4716981.1321 | 0 | 202.13 | 0.99656
30017 | 2102-03-08 | 10 | 3 | 24.1 | 24.1 | 19.007 | 1 | 2.05 | 9.259 | 81.43 | 1 | 4716981.1321 | 0 | 202.13 | 0.99656
30024 | 2102-03-15 | 11 | 3 | 24.1 | 24.1 | 19.007 | 1 | 2.05 | 9.259 | 152.148 | 1 | 4716981.1321 | 0 | 202.13 | 0.99656
30031 | 2102-03-22 | 12 | 3 | 24.1 | 24.1 | 19.007 | 1 | 2.05 | 9.259 | 105.301 | 1 | 4716981.1321 | 0 | 202.13 | 0.99656
30038 | 2102-03-29 | 13 | 3 | 24.1 | 24.1 | 19.007 | 1 | 2.05 | 9.259 | 65.339 | 1 | 4716981.1321 | 0 | 202.13 | 0.99656
30045 | 2102-04-05 | 14 | 4 | 24.1 | 24.1 | 19.007 | 1 | 2.05 | 9.259 | 48.902 | 1 | 4716981.1321 | 0 | 202.127 | 0.99654
30052 | 2102-04-12 | 15 | 4 | 24.1 | 24.1 | 19.007 | 1 | 2.05 | 9.259 | 43.589 | 1 | 4716981.1321 | 0 | 202.127 | 0.99654
30059 | 2102-04-19 | 16 | 4 | 24.1 | 24.1 | 19.007 | 1 | 2.05 | 9.259 | 35.057 | 1 | 4716981.1321 | 0 | 202.127 | 0.99654
30066 | 2102-04-26 | 17 | 4 | 24.1 | 24.1 | 19.007 | 1 | 2.05 | 9.259 | 53.04 | 1 | 4716981.1321 | 0 | 202.127 | 0.99654
30073 | 2102-05-03 | 18 | 5 | 25.1 | 25.1 | 20.007 | 1 | 2.05 | 9.259 | 42.699 | 1 | 4716981.1321 | 0 | 202.086 | 0.99634
30080 | 2102-05-10 | 19 | 5 | 25.1 | 25.1 | 20.007 | 1 | 2.05 | 9.259 | 43.965 | 1 | 4716981.1321 | 0 | 202.086 | 0.99634
30087 | 2102-05-17 | 20 | 5 | 25.1 | 25.1 | 20.007 | 1 | 2.05 | 9.259 | 36.495 | 1 | 4716981.1321 | 0 | 202.086 | 0.99634
30094 | 2102-05-24 | 21 | 5 | 25.1 | 25.1 | 20.007 | 1 | 2.05 | 9.259 | 52.839 | 1 | 4716981.1321 | 0 | 202.086 | 0.99634
30101 | 2102-05-31 | 22 | 5 | 25.1 | 25.1 | 20.007 | 1 | 2.05 | 9.259 | 30.89 | 1 | 4716981.1321 | 0 | 202.086 | 0.99634
30108 | 2102-06-07 | 23 | 6 | 25.3 | 25.3 | 20.207 | 1 | 2.05 | 9.259 | 73.1 | 1 | 4716981.1321 | 0 | 202.07 | 0.99626
30115 | 2102-06-14 | 24 | 6 | 25.3 | 25.3 | 20.207 | 1 | 2.05 | 9.259 | 32.34 | 1 | 4716981.1321 | 0 | 202.07 | 0.99626
30122 | 2102-06-21 | 25 | 6 | 25.3 | 25.3 | 20.207 | 1 | 2.05 | 9.259 | 18.01 | 1 | 4716981.1321 | 0 | 202.07 | 0.99626
30129 | 2102-06-28 | 26 | 6 | 25.3 | 25.3 | 20.207 | 1 | 2.05 | 9.259 | 15.36 | 1 | 4716981.1321 | 0 | 202.07 | 0.99626
30136 | 2102-07-05 | 27 | 7 | 26 | 26 | 20.907 | 1 | 2.05 | 9.259 | 29.476 | 1 | 4716981.1321 | 0 | 202.05 | 0.99616
30143 | 2102-07-12 | 28 | 7 | 26 | 26 | 20.907 | 1 | 2.05 | 9.259 | 17.525 | 1 | 4716981.1321 | 0 | 202.05 | 0.99616
30150 | 2102-07-19 | 29 | 7 | 26 | 26.091 | 20.998 | 1 | 2.05 | 9.259 | 9.185 | 0.99201 | 4716981.1321 | 0.013464 | 202.124 | 0.99653
30157 | 2102-07-26 | 30 | 7 | 26 | 26.091 | 20.998 | 1 | 2.05 | 9.259 | 10.28 | 1 | 4716981.1321 | 0 | 202.124 | 0.99653
30164 | 2102-08-02 | 31 | 8 | 26.4 | 26.4 | 21.307 | 1 | 2.05 | 9.259 | 27.904 | 1 | 4716981.1321 | 0 | 202.043 | 0.99613
30171 | 2102-08-09 | 32 | 8 | 26.4 | 26.4 | 21.307 | 1 | 2.05 | 9.259 | 30.222 | 1 | 4716981.1321 | 0 | 202.043 | 0.99613
30178 | 2102-08-16 | 33 | 8 | 26.4 | 26.491 | 21.398 | 1 | 2.05 | 9.259 | 9.095 | 0.98229 | 4716981.1321 | 0.02984 | 200.927 | 0.99063
30185 | 2102-08-23 | 34 | 8 | 26.4 | 26.491 | 21.398 | 1 | 2.05 | 9.259 | 9.189 | 0.99244 | 4716981.1321 | 0.012737 | 198.082 | 0.9766
30192 | 2102-08-30 | 35 | 8 | 26.4 | 26.491 | 21.398 | 1 | 2.05 | 9.259 | 9.193 | 0.99287 | 4716981.1321 | 0.012009 | 194.232 | 0.95762
30199 | 2102-09-06 | 36 | 9 | 25 | 25.129 | 20.036 | 1 | 2.05 | 9.259 | 9.171 | 0.9905 | 4716981.1321 | 0.016012 | 196.496 | 0.96878
30206 | 2102-09-13 | 37 | 9 | 25 | 25.091 | 19.998 | 1 | 2.05 | 9.259 | 9.187 | 0.99222 | 4716981.1321 | 0.0131 | 194.802 | 0.96043
30213 | 2102-09-20 | 38 | 9 | 25 | 25.091 | 19.998 | 1 | 2.05 | 9.259 | 9.195 | 0.99309 | 4716981.1321 | 0.011645 | 191.194 | 0.94264
30220 | 2102-09-27 | 39 | 9 | 25 | 25.091 | 19.998 | 1 | 2.05 | 9.259 | 9.2 | 0.99363 | 4716981.1321 | 0.010735 | 186.426 | 0.91913
30227 | 2102-10-04 | 40 | 10 | 24.3 | 24.391 | 19.298 | 1 | 2.05 | 9.259 | 9.197 | 0.9933 | 4716981.1321 | 0.011281 | 182.773 | 0.90112
30234 | 2102-10-11 | 41 | 10 | 24.3 | 24.3 | 19.207 | 1 | 2.05 | 9.259 | 9.147 | 0.9879 | 4716981.1321 | 0.020378 | 191.163 | 0.94249
30241 | 2102-10-18 | 42 | 10 | 24.3 | 24.3 | 19.207 | 1 | 2.05 | 9.259 | 35.86 | 1 | 4716981.1321 | 0 | 202.121 | 0.99651
30248 | 2102-10-25 | 43 | 10 | 24.3 | 24.3 | 19.207 | 1 | 2.05 | 9.259 | 50.64 | 1 | 4716981.1321 | 0 | 202.121 | 0.99651
30255 | 2102-11-01 | 44 | 11 | 24.7 | 24.7 | 19.607 | 1 | 2.05 | 9.259 | 78.557 | 1 | 4716981.1321 | 0 | 202.124 | 0.99653
30262 | 2102-11-08 | 45 | 11 | 24.7 | 24.7 | 19.607 | 1 | 2.05 | 9.259 | 171.462 | 1 | 4716981.1321 | 0 | 202.124 | 0.99653
30269 | 2102-11-15 | 46 | 11 | 24.7 | 24.7 | 19.607 | 1 | 2.05 | 9.259 | 255.241 | 1 | 4716981.1321 | 0 | 202.124 | 0.99653
30276 | 2102-11-22 | 47 | 11 | 24.7 | 24.7 | 19.607 | 1 | 2.05 | 9.259 | 239.201 | 1 | 4716981.1321 | 0 | 202.124 | 0.99653
30283 | 2102-11-29 | 48 | 11 | 24.7 | 24.7 | 19.607 | 1 | 2.05 | 9.259 | 174.243 | 1 | 4716981.1321 | 0 | 202.124 | 0.99653
30290 | 2102-12-06 | 49 | 12 | 25.5 | 25.5 | 20.407 | 1 | 2.05 | 9.259 | 105.966 | 1 | 4716981.1321 | 0 | 202.085 | 0.99634
30297 | 2102-12-13 | 50 | 12 | 25.5 | 25.5 | 20.407 | 1 | 2.05 | 9.259 | 116.832 | 1 | 4716981.1321 | 0 | 202.085 | 0.99634
30304 | 2102-12-20 | 51 | 12 | 25.5 | 25.5 | 20.407 | 1 | 2.05 | 9.259 | 180.265 | 1 | 4716981.1321 | 0 | 202.085 | 0.99634
30311 | 2102-12-27 | 52 | 12 | 25.5 | 25.5 | 20.407 | 1 | 2.05 | 9.259 | 324.325 | 1 | 4716981.1321 | 0 | 202.085 | 0.99634
30318 | 2103-01-03 | 1 | 1 | 24.7 | 24.7 | 19.607 | 1 | 2.05 | 9.259 | 424.801 | 1 | 4716981.1321 | 0 | 202.117 | 0.99649
30325 | 2103-01-10 | 2 | 1 | 24.7 | 24.7 | 19.607 | 1 | 2.05 | 9.259 | 213.839 | 1 | 4716981.1321 | 0 | 202.117 | 0.99649
30332 | 2103-01-17 | 3 | 1 | 24.7 | 24.7 | 19.607 | 1 | 2.05 | 9.259 | 234.123 | 1 | 4716981.1321 | 0 | 202.117 | 0.99649
30339 | 2103-01-24 | 4 | 1 | 24.7 | 24.7 | 19.607 | 1 | 2.05 | 9.259 | 244.213 | 1 | 4716981.1321 | 0 | 202.117 | 0.99649
30346 | 2103-01-31 | 5 | 1 | 24.7 | 24.7 | 19.607 | 1 | 2.05 | 9.259 | 165.073 | 1 | 4716981.1321 | 0 | 202.117 | 0.99649
30353 | 2103-02-07 | 6 | 2 | 24.4 | 24.4 | 19.307 | 1 | 2.05 | 9.259 | 136.011 | 1 | 4716981.1321 | 0 | 202.126 | 0.99654
30360 | 2103-02-14 | 7 | 2 | 24.4 | 24.4 | 19.307 | 1 | 2.05 | 9.259 | 117.363 | 1 | 4716981.1321 | 0 | 202.126 | 0.99654
30367 | 2103-02-21 | 8 | 2 | 24.4 | 24.4 | 19.307 | 1 | 2.05 | 9.259 | 84.757 | 1 | 4716981.1321 | 0 | 202.126 | 0.99654
30374 | 2103-02-28 | 9 | 2 | 24.4 | 24.4 | 19.307 | 1 | 2.05 | 9.259 | 93.873 | 1 | 4716981.1321 | 0 | 202.126 | 0.99654
30381 | 2103-03-07 | 10 | 3 | 24.1 | 24.1 | 19.007 | 1 | 2.05 | 9.259 | 149.319 | 1 | 4716981.1321 | 0 | 202.13 | 0.99656
30388 | 2103-03-14 | 11 | 3 | 24.1 | 24.1 | 19.007 | 1 | 2.05 | 9.259 | 78.097 | 1 | 4716981.1321 | 0 | 202.13 | 0.99656
30395 | 2103-03-21 | 12 | 3 | 24.1 | 24.1 | 19.007 | 1 | 2.05 | 9.259 | 64.086 | 1 | 4716981.1321 | 0 | 202.13 | 0.99656
30402 | 2103-03-28 | 13 | 3 | 24.1 | 24.1 | 19.007 | 1 | 2.05 | 9.259 | 54.122 | 1 | 4716981.1321 | 0 | 202.13 | 0.99656
30409 | 2103-04-04 | 14 | 4 | 24.1 | 24.1 | 19.007 | 1 | 2.05 | 9.259 | 45.909 | 1 | 4716981.1321 | 0 | 202.127 | 0.99654
30416 | 2103-04-11 | 15 | 4 | 24.1 | 24.1 | 19.007 | 1 | 2.05 | 9.259 | 40.147 | 1 | 4716981.1321 | 0 | 202.127 | 0.99654
30423 | 2103-04-18 | 16 | 4 | 24.1 | 24.1 | 19.007 | 1 | 2.05 | 9.259 | 31.961 | 1 | 4716981.1321 | 0 | 202.127 | 0.99654
30430 | 2103-04-25 | 17 | 4 | 24.1 | 24.1 | 19.007 | 1 | 2.05 | 9.259 | 42.928 | 1 | 4716981.1321 | 0 | 202.127 | 0.99654
30437 | 2103-05-02 | 18 | 5 | 25.1 | 25.1 | 20.007 | 1 | 2.05 | 9.259 | 43.256 | 1 | 4716981.1321 | 0 | 202.086 | 0.99634
30444 | 2103-05-09 | 19 | 5 | 25.1 | 25.1 | 20.007 | 1 | 2.05 | 9.259 | 28.44 | 1 | 4716981.1321 | 0 | 202.086 | 0.99634
30451 | 2103-05-16 | 20 | 5 | 25.1 | 25.1 | 20.007 | 1 | 2.05 | 9.259 | 35.377 | 1 | 4716981.1321 | 0 | 202.086 | 0.99634
30458 | 2103-05-23 | 21 | 5 | 25.1 | 25.1 | 20.007 | 1 | 2.05 | 9.259 | 25.011 | 1 | 4716981.1321 | 0 | 202.086 | 0.99634
30465 | 2103-05-30 | 22 | 5 | 25.1 | 25.1 | 20.007 | 1 | 2.05 | 9.259 | 16.956 | 1 | 4716981.1321 | 0 | 202.086 | 0.99634
30472 | 2103-06-06 | 23 | 6 | 25.3 | 25.3 | 20.207 | 1 | 2.05 | 9.259 | 20.539 | 1 | 4716981.1321 | 0 | 202.07 | 0.99626
30479 | 2103-06-13 | 24 | 6 | 25.3 | 25.401 | 20.308 | 1 | 2.05 | 9.259 | 12.522 | 1 | 4716981.1321 | 0 | 202.146 | 0.99664
30486 | 2103-06-20 | 25 | 6 | 25.3 | 25.3 | 20.207 | 1 | 2.05 | 9.259 | 14.975 | 1 | 4716981.1321 | 0 | 202.07 | 0.99626
30493 | 2103-06-27 | 26 | 6 | 25.3 | 25.408 | 20.315 | 1 | 2.05 | 9.259 | 12.538 | 1 | 4716981.1321 | 0 | 202.146 | 0.99664
30500 | 2103-07-04 | 27 | 7 | 26 | 26.091 | 20.998 | 1 | 2.05 | 9.259 | 9.987 | 1 | 4716981.1321 | 0 | 202.124 | 0.99653
30507 | 2103-07-11 | 28 | 7 | 26 | 26.091 | 20.998 | 1 | 2.05 | 9.259 | 9.198 | 0.99341 | 4716981.1321 | 0.011099 | 197.846 | 0.97544
30514 | 2103-07-18 | 29 | 7 | 26 | 26.091 | 20.998 | 1 | 2.05 | 9.259 | 9.192 | 0.99276 | 4716981.1321 | 0.012191 | 194.915 | 0.96099
30521 | 2103-07-25 | 30 | 7 | 26 | 26.091 | 20.998 | 1 | 2.05 | 9.259 | 9.182 | 0.99168 | 4716981.1321 | 0.01401 | 194.607 | 0.95947
30528 | 2103-08-01 | 31 | 8 | 26.4 | 26.491 | 21.398 | 1 | 2.05 | 9.259 | 9.191 | 0.99266 | 4716981.1321 | 0.012373 | 191.816 | 0.94571
30535 | 2103-08-08 | 32 | 8 | 26.4 | 26.491 | 21.398 | 1 | 2.05 | 9.259 | 9.205 | 0.99417 | 4716981.1321 | 0.0098253 | 185.449 | 0.91432
30542 | 2103-08-15 | 33 | 8 | 26.4 | 26.491 | 21.398 | 1 | 2.05 | 9.259 | 6.898 | 0.745 | 4716981.1321 | 0.42959 | 178.297 | 0.87906
30549 | 2103-08-22 | 34 | 8 | 26.4 | 26.491 | 21.398 | 1 | 2.05 | 9.259 | 6.9 | 0.74522 | 4716981.1321 | 0.42922 | 170.514 | 0.84068
30556 | 2103-08-29 | 35 | 8 | 26.4 | 26.491 | 21.398 | 1 | 2.05 | 9.259 | 6.893 | 0.74446 | 4716981.1321 | 0.4305 | 164.54 | 0.81123
30563 | 2103-09-05 | 36 | 9 | 25 | 25.091 | 19.998 | 1 | 2.05 | 9.259 | 6.894 | 0.74457 | 4716981.1321 | 0.43031 | 158.687 | 0.78237
30570 | 2103-09-12 | 37 | 9 | 25 | 25.091 | 19.998 | 1 | 2.05 | 9.259 | 6.892 | 0.74436 | 4716981.1321 | 0.43068 | 153.331 | 0.75597
30577 | 2103-09-19 | 38 | 9 | 25 | 25.091 | 19.998 | 1 | 2.05 | 9.259 | 6.894 | 0.74457 | 4716981.1321 | 0.43031 | 147.678 | 0.72809
30584 | 2103-09-26 | 39 | 9 | 25 | 25.091 | 19.998 | 1 | 2.05 | 9.259 | 6.894 | 0.74457 | 4716981.1321 | 0.43031 | 141.942 | 0.69981
30591 | 2103-10-03 | 40 | 10 | 24.3 | 24.391 | 19.298 | 1 | 2.05 | 9.259 | 6.896 | 0.74479 | 4716981.1321 | 0.42995 | 136.097 | 0.671
30598 | 2103-10-10 | 41 | 10 | 24.3 | 24.391 | 19.298 | 1 | 2.05 | 9.259 | 6.896 | 0.74479 | 4716981.1321 | 0.42995 | 130.156 | 0.64171
30605 | 2103-10-17 | 42 | 10 | 24.3 | 24.391 | 19.298 | 1 | 2.05 | 9.259 | 6.897 | 0.7449 | 4716981.1321 | 0.42977 | 124.022 | 0.61146
30612 | 2103-10-24 | 43 | 10 | 24.3 | 24.1 | 19.007 | 0.99177 | 2.0928 | 9.259 | 4.576 | 0.49422 | 4716981.1321 | 0.85208 | 121.703 | 0.60003
30619 | 2103-10-31 | 44 | 10 | 24.3 | 24.3 | 19.207 | 1 | 2.05 | 9.259 | 6.849 | 0.73971 | 4716981.1321 | 0.4385 | 126.941 | 0.62586
30626 | 2103-11-07 | 45 | 11 | 24.7 | 24.791 | 19.698 | 1 | 2.05 | 9.259 | 6.882 | 0.74328 | 4716981.1321 | 0.4325 | 124.41 | 0.61338
30633 | 2103-11-14 | 46 | 11 | 24.7 | 24.791 | 19.698 | 1 | 2.05 | 9.259 | 6.877 | 0.74274 | 4716981.1321 | 0.43341 | 123.168 | 0.60725
30640 | 2103-11-21 | 47 | 11 | 24.7 | 24.7 | 19.607 | 1 | 2.05 | 9.259 | 46.55 | 1 | 4716981.1321 | 0 | 135.749 | 0.66928
30647 | 2103-11-28 | 48 | 11 | 24.7 | 24.7 | 19.607 | 1 | 2.05 | 9.259 | 63.195 | 1 | 4716981.1321 | 0 | 148.329 | 0.7313
30654 | 2103-12-05 | 49 | 12 | 25.5 | 25.5 | 20.407 | 1 | 2.05 | 9.259 | 10.32 | 1 | 4716981.1321 | 0 | 160.701 | 0.7923
30661 | 2103-12-12 | 50 | 12 | 25.5 | 25.5 | 20.407 | 1 | 2.05 | 9.259 | 31.763 | 1 | 4716981.1321 | 0 | 173.566 | 0.85573
30668 | 2103-12-19 | 51 | 12 | 25.5 | 25.5 | 20.407 | 1 | 2.05 | 9.259 | 20.548 | 1 | 4716981.1321 | 0 | 186.422 | 0.91911
30675 | 2103-12-26 | 52 | 12 | 25.5 | 25.5 | 20.407 | 1 | 2.05 | 9.259 | 50.706 | 1 | 4716981.1321 | 0 | 198.66 | 0.97945
30682 | 2104-01-02 | 1 | 1 | 24.7 | 24.7 | 19.607 | 1 | 2.05 | 9.259 | 72.169 | 1 | 4716981.1321 | 0 | 202.117 | 0.99649
30689 | 2104-01-09 | 2 | 1 | 24.7 | 24.7 | 19.607 | 1 | 2.05 | 9.259 | 180.344 | 1 | 4716981.1321 | 0 | 202.117 | 0.99649
30696 | 2104-01-16 | 3 | 1 | 24.7 | 24.7 | 19.607 | 1 | 2.05 | 9.259 | 129.488 | 1 | 4716981.1321 | 0 | 202.117 | 0.99649
30703 | 2104-01-23 | 4 | 1 | 24.7 | 24.7 | 19.607 | 1 | 2.05 | 9.259 | 94.668 | 1 | 4716981.1321 | 0 | 202.117 | 0.99649
30710 | 2104-01-30 | 5 | 1 | 24.7 | 24.7 | 19.607 | 1 | 2.05 | 9.259 | 161.442 | 1 | 4716981.1321 | 0 | 202.117 | 0.99649
30717 | 2104-02-06 | 6 | 2 | 24.4 | 24.4 | 19.307 | 1 | 2.05 | 9.259 | 167.341 | 1 | 4716981.1321 | 0 | 202.126 | 0.99654
30724 | 2104-02-13 | 7 | 2 | 24.4 | 24.4 | 19.307 | 1 | 2.05 | 9.259 | 79.91 | 1 | 4716981.1321 | 0 | 202.126 | 0.99654
30731 | 2104-02-20 | 8 | 2 | 24.4 | 24.4 | 19.307 | 1 | 2.05 | 9.259 | 55.911 | 1 | 4716981.1321 | 0 | 202.126 | 0.99654
30738 | 2104-02-27 | 9 | 2 | 24.4 | 24.4 | 19.307 | 1 | 2.05 | 9.259 | 45.873 | 1 | 4716981.1321 | 0 | 202.126 | 0.99654
30745 | 2104-03-05 | 10 | 3 | 24.1 | 24.1 | 19.007 | 1 | 2.05 | 9.259 | 37.768 | 1 | 4716981.1321 | 0 | 202.13 | 0.99656
30752 | 2104-03-12 | 11 | 3 | 24.1 | 24.1 | 19.007 | 1 | 2.05 | 9.259 | 69.914 | 1 | 4716981.1321 | 0 | 202.13 | 0.99656
30759 | 2104-03-19 | 12 | 3 | 24.1 | 24.1 | 19.007 | 1 | 2.05 | 9.259 | 66.208 | 1 | 4716981.1321 | 0 | 202.13 | 0.99656
30766 | 2104-03-26 | 13 | 3 | 24.1 | 24.1 | 19.007 | 1 | 2.05 | 9.259 | 47.537 | 1 | 4716981.1321 | 0 | 202.13 | 0.99656
30773 | 2104-04-02 | 14 | 4 | 24.1 | 24.1 | 19.007 | 1 | 2.05 | 9.259 | 53.309 | 1 | 4716981.1321 | 0 | 202.127 | 0.99654
30780 | 2104-04-09 | 15 | 4 | 24.1 | 24.1 | 19.007 | 1 | 2.05 | 9.259 | 40.76 | 1 | 4716981.1321 | 0 | 202.127 | 0.99654
30787 | 2104-04-16 | 16 | 4 | 24.1 | 24.1 | 19.007 | 1 | 2.05 | 9.259 | 64.838 | 1 | 4716981.1321 | 0 | 202.127 | 0.99654
30794 | 2104-04-23 | 17 | 4 | 24.1 | 24.1 | 19.007 | 1 | 2.05 | 9.259 | 55.27 | 1 | 4716981.1321 | 0 | 202.127 | 0.99654
30801 | 2104-04-30 | 18 | 4 | 24.1 | 25.1 | 20.007 | 1 | 2.05 | 9.259 | 104.985 | 1 | 4716981.1321 | 0 | 202.086 | 0.99634
30808 | 2104-05-07 | 19 | 5 | 25.1 | 25.1 | 20.007 | 1 | 2.05 | 9.259 | 95.429 | 1 | 4716981.1321 | 0 | 202.086 | 0.99634
30815 | 2104-05-14 | 20 | 5 | 25.1 | 25.1 | 20.007 | 1 | 2.05 | 9.259 | 39.261 | 1 | 4716981.1321 | 0 | 202.086 | 0.99634
30822 | 2104-05-21 | 21 | 5 | 25.1 | 25.1 | 20.007 | 1 | 2.05 | 9.259 | 27.067 | 1 | 4716981.1321 | 0 | 202.086 | 0.99634
30829 | 2104-05-28 | 22 | 5 | 25.1 | 25.1 | 20.007 | 1 | 2.05 | 9.259 | 25.398 | 1 | 4716981.1321 | 0 | 202.086 | 0.99634
30836 | 2104-06-04 | 23 | 6 | 25.3 | 25.3 | 20.207 | 1 | 2.05 | 9.259 | 17.091 | 1 | 4716981.1321 | 0 | 202.07 | 0.99626
30843 | 2104-06-11 | 24 | 6 | 25.3 | 25.391 | 20.298 | 1 | 2.05 | 9.259 | 8.911 | 0.96241 | 4716981.1321 | 0.063319 | 202.074 | 0.99628
30850 | 2104-06-18 | 25 | 6 | 25.3 | 25.391 | 20.298 | 1 | 2.05 | 9.259 | 11.013 | 1 | 4716981.1321 | 0 | 202.144 | 0.99663
30857 | 2104-06-25 | 26 | 6 | 25.3 | 25.536 | 20.443 | 1 | 2.05 | 9.259 | 12.654 | 1 | 4716981.1321 | 0 | 202.16 | 0.99671
30864 | 2104-07-02 | 27 | 7 | 26 | 26.091 | 20.998 | 1 | 2.05 | 9.259 | 9.433 | 1 | 4716981.1321 | 0 | 202.124 | 0.99653
30871 | 2104-07-09 | 28 | 7 | 26 | 26 | 20.907 | 1 | 2.05 | 9.259 | 16.027 | 1 | 4716981.1321 | 0 | 202.05 | 0.99616
30878 | 2104-07-16 | 29 | 7 | 26 | 26.091 | 20.998 | 1 | 2.05 | 9.259 | 9.162 | 0.98952 | 4716981.1321 | 0.017649 | 200.013 | 0.98612
30885 | 2104-07-23 | 30 | 7 | 26 | 26.091 | 20.998 | 1 | 2.05 | 9.259 | 9.198 | 0.99341 | 4716981.1321 | 0.011099 | 195.429 | 0.96352
30892 | 2104-07-30 | 31 | 7 | 26 | 26.091 | 20.998 | 1 | 2.05 | 9.259 | 9.203 | 0.99395 | 4716981.1321 | 0.010189 | 189.586 | 0.93471
30899 | 2104-08-06 | 32 | 8 | 26.4 | 26.4 | 21.307 | 1 | 2.05 | 9.259 | 9.163 | 0.98963 | 4716981.1321 | 0.017467 | 192.941 | 0.95125
30906 | 2104-08-13 | 33 | 8 | 26.4 | 26.4 | 21.307 | 1 | 2.05 | 9.259 | 9.166 | 0.98996 | 4716981.1321 | 0.016921 | 195.277 | 0.96277
30913 | 2104-08-20 | 34 | 8 | 26.4 | 26.4 | 21.307 | 1 | 2.05 | 9.259 | 10.381 | 1 | 4716981.1321 | 0 | 202.043 | 0.99613
30920 | 2104-08-27 | 35 | 8 | 26.4 | 26.4 | 21.307 | 1 | 2.05 | 9.259 | 16.733 | 1 | 4716981.1321 | 0 | 202.043 | 0.99613
30927 | 2104-09-03 | 36 | 9 | 25 | 25.091 | 19.998 | 1 | 2.05 | 9.259 | 9.192 | 0.99276 | 4716981.1321 | 0.012191 | 199.046 | 0.98135
30934 | 2104-09-10 | 37 | 9 | 25 | 25.091 | 19.998 | 1 | 2.05 | 9.259 | 9.191 | 0.99266 | 4716981.1321 | 0.012373 | 196.314 | 0.96788
30941 | 2104-09-17 | 38 | 9 | 25 | 25.091 | 19.998 | 1 | 2.05 | 9.259 | 9.196 | 0.9932 | 4716981.1321 | 0.011463 | 192.395 | 0.94856
30948 | 2104-09-24 | 39 | 9 | 25 | 25.091 | 19.998 | 1 | 2.05 | 9.259 | 9.203 | 0.99395 | 4716981.1321 | 0.010189 | 186.665 | 0.92031
30955 | 2104-10-01 | 40 | 10 | 24.3 | 24.408 | 19.315 | 1 | 2.05 | 9.259 | 9.172 | 0.9906 | 4716981.1321 | 0.01583 | 188.852 | 0.93109
30962 | 2104-10-08 | 41 | 10 | 24.3 | 24.391 | 19.298 | 1 | 2.05 | 9.259 | 9.176 | 0.99104 | 4716981.1321 | 0.015102 | 189.815 | 0.93584
30969 | 2104-10-15 | 42 | 10 | 24.3 | 24.3 | 19.207 | 1 | 2.05 | 9.259 | 25.836 | 1 | 4716981.1321 | 0 | 202.121 | 0.99651
30976 | 2104-10-22 | 43 | 10 | 24.3 | 24.3 | 19.207 | 1 | 2.05 | 9.259 | 93.651 | 1 | 4716981.1321 | 0 | 202.121 | 0.99651
30983 | 2104-10-29 | 44 | 10 | 24.3 | 24.3 | 19.207 | 1 | 2.05 | 9.259 | 72.971 | 1 | 4716981.1321 | 0 | 202.121 | 0.99651
30990 | 2104-11-05 | 45 | 11 | 24.7 | 24.7 | 19.607 | 1 | 2.05 | 9.259 | 44.44 | 1 | 4716981.1321 | 0 | 202.124 | 0.99653
30997 | 2104-11-12 | 46 | 11 | 24.7 | 24.7 | 19.607 | 1 | 2.05 | 9.259 | 33.146 | 1 | 4716981.1321 | 0 | 202.124 | 0.99653
31004 | 2104-11-19 | 47 | 11 | 24.7 | 24.7 | 19.607 | 1 | 2.05 | 9.259 | 67.896 | 1 | 4716981.1321 | 0 | 202.124 | 0.99653
31011 | 2104-11-26 | 48 | 11 | 24.7 | 24.7 | 19.607 | 1 | 2.05 | 9.259 | 43.162 | 1 | 4716981.1321 | 0 | 202.124 | 0.99653
31018 | 2104-12-03 | 49 | 12 | 25.5 | 25.5 | 20.407 | 1 | 2.05 | 9.259 | 29.185 | 1 | 4716981.1321 | 0 | 202.085 | 0.99634
31025 | 2104-12-10 | 50 | 12 | 25.5 | 25.5 | 20.407 | 1 | 2.05 | 9.259 | 20.429 | 1 | 4716981.1321 | 0 | 202.085 | 0.99634
31032 | 2104-12-17 | 51 | 12 | 25.5 | 25.5 | 20.407 | 1 | 2.05 | 9.259 | 84.426 | 1 | 4716981.1321 | 0 | 202.085 | 0.99634
31039 | 2104-12-24 | 52 | 12 | 25.5 | 25.5 | 20.407 | 1 | 2.05 | 9.259 | 72.265 | 1 | 4716981.1321 | 0 | 202.085 | 0.99634
31046 | 2104-12-31 | 53 | 12 | 25.5 | 25.5 | 20.407 | 1 | 2.05 | 9.259 | 53.809 | 1 | 4716981.1321 | 0 | 202.085 | 0.99634
Formulas:
Date = [Date]+43830
Semaine # = WEEKNUM([Date])